## ASBUILT
|  |  | Hook-up Mechanical and Fluids |  | Equipment name: | MSIGMK1 | [5 empty] | TOTAL |  |  |  | 0
Manpower availability
Materials availability
|  | Rev 0 | First issue | 2024-04-18
Rev 1
Rev 2
Rev 3
Version 1.5 - Oct 2024
N° |  | CODE | FACILITIES | MATERIALS | BRAND | CHARACTERISTICS | DIAMETER | Quantity DIMA | ASBUILT | DELTA | unit | Unit Price materials (€) | Unit Price manpower (€) | Total Price Material | Total Price Manpower | Total | Family
1 | VACUUM | PV | GASEOUS FLUIDS | [13 empty] | SKIP
2 | VACUUM | PV | PV | [13 empty] | SKIP
3 | VACUUM | PV | Tube (curves, reduction,cups,…..) | PPH |  | PN10/PN16 | DN20 to DN40 | 0 | 0 | 0 | m |  |  | 0 | 0 | 0 | PP-TUBE
4 | VACUUM | PV | Ball valve | PPH |  | PN10/PN16 | DN20 to DN25 | 0 | 0 | 0 | unit |  |  | 0 | 0 | 0 | VAL-PP
5 | VACUUM | PV | Ball valve | PPH |  | PN10/PN16 | DN32 to DN40 | 0 | 0 | 0 | unit |  |  | 0 | 0 | 0 | VAL-PP
6 | VACUUM | PV | Regulator | PPH |  | PN10/PN16 | DN20 to DN40 | 0 | 0 | 0 | unit |  |  | 0 | 0 | 0 | REG-PP
7 | VACUUM | PV | Tube | PFA |  | 450HP | 1/4'' to 3/4'' | 0 | 0 | 0 | m |  |  | 0 | 0 | 0 | PFA-TUBE
8 | VACUUM | PV | Test |  |  |  |  | 0 | 0 | 0 | unit |  |  | 0 | 0 | 0 | SKIP
9 | GASES | BULK GASES | BULK GASES (N2uhp / Aruhp /Heuhp / O2uhp) | [6 empty] | 0 | [6 empty] | SKIP
10 | GASES | BULK GASES | Tube | 316L EP |  | 316L- seamless- EP- Ra ≤ 0.25- um - AOD/VAR | 1/4'' to 3/8" | 54 | 33.4 | -20.6 | m |  |  | 0 | 0 | 0 | TUBE-ULT
11 | GASES | BULK GASES | Elbows | 316L EP |  | 316L- seamless- EP- Ra ≤ 0.25- um - AOD/VAR | 1/4'' to 3/8" | 43 | 58 | 15 | unit |  |  | 0 | 0 | 0 | ELB-ULT
12 | GASES | BULK GASES | Valve | 316L EP |  | 316L- seamless- EP- Ra ≤ 0.25- um - AOD/VAR | 1/4'' to 3/8" | 8 | 8 | 0 | unit |  |  | 0 | 0 | 0 | VAL
13 | GASES | BULK GASES | Regulator + Manometer | 316L EP |  | 316L- seamless- EP- Ra ≤ 0.25- um - AOD/VAR | 1/4'' to 3/8" | 4 | 7 | 3 | unit |  |  | 0 | 0 | 0 | REG;MAN
14 | GASES | BULK GASES | Tube | 316L EP |  | 316L- seamless- EP- Ra ≤ 0.25- um - AOD/VAR | 1/2" to 3/4" | 0 | 0 | 0 | m |  |  | 0 | 0 | 0 | TUBE-ULT
15 | GASES | BULK GASES | Elbows | 316L EP |  | 316L- seamless- EP- Ra ≤ 0.25- um - AOD/VAR | 1/2" to 3/4" | 0 | 0 | 0 | unit |  |  | 0 | 0 | 0 | ELB-ULT
16 | GASES | BULK GASES | Valve | 316L EP |  | 316L- seamless- EP- Ra ≤ 0.25- um - AOD/VAR | 1/2" to 3/4" | 0 | 0 | 0 | unit |  |  | 0 | 0 | 0 | VAL
17 | GASES | BULK GASES | Regulator + Manometer | 316L EP |  | 316L- seamless- EP- Ra ≤ 0.25- um - AOD/VAR | 1/2" to 3/4" | 0 | 0 | 0 | unit |  |  | 0 | 0 | 0 | REG;MAN
18 | GASES | BULK GASES | Tube | 316L EP |  | 316L- seamless- EP- Ra ≤ 0.25- um - AOD/VAR | 1'' | 0 | 0 | 0 | m |  |  | 0 | 0 | 0 | TUBE-ULT
19 | GASES | BULK GASES | Elbows | 316L EP |  | 316L- seamless- EP- Ra ≤ 0.25- um - AOD/VAR | 1'' | 0 | 0 | 0 | unit |  |  | 0 | 0 | 0 | ELB-ULT
20 | GASES | BULK GASES | Valve | 316L EP |  | 316L- seamless- EP- Ra ≤ 0.25- um - AOD/VAR | 1'' | 0 | 0 | 0 | unit |  |  | 0 | 0 | 0 | VAL
21 | GASES | BULK GASES | Regulator + Manometer | 316L EP |  | 316L- seamless- EP- Ra ≤ 0.25- um - AOD/VAR | 1'' | 0 | 0 | 0 | unit |  |  | 0 | 0 | 0 | REG;MAN
22 | GASES | BULK GASES | Test and certification (Pressure,moisture,Particles) |  |  |  |  | 2 | 1 | -1 | unit/m |  |  | 0 | 0 | 0 | SKIP
23 | GASES | CDA/O2S | CDA/O2-Scr | [6 empty] | 0 | [6 empty] | SKIP
24 | GASES | CDA/O2S | Tube | 304L |  | 304L- seamless Ra ≤ 0.8 | 1/4'' to 3/8" | 0 | 0 | 0 | m |  |  | 0 | 0 | 0 | TUBE-TCC
25 | GASES | CDA/O2S | Elbows | 304L |  | 304L- seamless Ra ≤ 0.8 | 1/4'' to 3/8" | 0 | 0 | 0 | unit |  |  | 0 | 0 | 0 | ELB-TCC
26 | GASES | CDA/O2S | Valve | 304L |  | 304L- seamless Ra ≤ 0.8 | 1/4'' to 3/8" | 0 | 0 | 0 | unit |  |  | 0 | 0 | 0 | VAL
27 | GASES | CDA/O2S | Regulator + Manometer | 304L |  | 304L- seamless Ra ≤ 0.8 | 1/4'' to 3/8" | 2 | 0 | -2 | unit |  |  | 0 | 0 | 0 | REG;MAN
28 | GASES | CDA/O2S | Tube | 304L |  | 304L- seamless Ra ≤ 0.8 | 1/2" to 3/4" | 18 | 6.6 | -11.4 | m |  |  | 0 | 0 | 0 | TUBE-TCC
29 | GASES | CDA/O2S | Elbows | 304L |  | 304L- seamless Ra ≤ 0.8 | 1/2" to 3/4" | 35 | 23 | -12 | unit |  |  | 0 | 0 | 0 | ELB-TCC
30 | GASES | CDA/O2S | Valve | 304L |  | 304L- seamless Ra ≤ 0.8 | 1/2" to 3/4" | 2 | 5 | 3 | unit |  |  | 0 | 0 | 0 | VAL
31 | GASES | CDA/O2S | Regulator + Manometer | 304L |  | 304L- seamless Ra ≤ 0.8 | 1/2" to 3/4" | 2 | 5 | 3 | unit |  |  | 0 | 0 | 0 | REG;MAN
32 | GASES | CDA/O2S | Tube | 304L |  | 304L- seamless Ra ≤ 0.8 | 1'' | 0 | 0 | 0 | m |  |  | 0 | 0 | 0 | TUBE-TCC
33 | GASES | CDA/O2S | Elbowss | 304L |  | 304L- seamless Ra ≤ 0.8 | 1'' | 0 | 0 | 0 | unit |  |  | 0 | 0 | 0 | ELB-TCC
34 | GASES | CDA/O2S | Valve | 304L |  | 304L- seamless Ra ≤ 0.8 | 1'' | 0 | 0 | 0 | unit |  |  | 0 | 0 | 0 | VAL
35 | GASES | CDA/O2S | Regulator + Manometer | 304L |  | 304L- seamless Ra ≤ 0.8 | 1'' | 0 | 0 | 0 | unit |  |  | 0 | 0 | 0 | REG;MAN
36 | GASES | CDA/O2S | Tube | PFA |  | 450HP | 1/4'' to 3/4'' | 0 | 10 | 10 | m |  |  | 0 | 0 | 0 | PFA-TUBE
37 | GASES | CDA/O2S | Digitals Flowmeter |  |  |  | various | 0 | 0 | 0 | unit |  |  | 0 | 0 | 0 | SKIP
38 | GASES | CDA/O2S | Test and certification (Pressure,moisture,Particles,leak for gas lines) |  |  |  |  | 1 | 1 | 0 | unit/m |  |  | 0 | 0 | 0 | SKIP
39 | GASES | SN2 | SN2 | [6 empty] | 0 | [6 empty] | SKIP
40 | GASES | SN2 | Tube | 316L |  | 316L- seamless Ra ≤ 0.8 | 1/4'' to 3/8" | 24 | 1.4 | -22.6 | m |  |  | 0 | 0 | 0 | TUBE-TCC
41 | GASES | SN2 | Elbows | 316L |  | 316L- seamless Ra ≤ 0.8 | 1/4'' to 3/8" | 10 | 0 | -10 | unit |  |  | 0 | 0 | 0 | ELB-TCC
42 | GASES | SN2 | Valve | 316L |  | 316L- seamless Ra ≤ 0.8 | 1/4'' to 3/8" | 5 | 6 | 1 | unit |  |  | 0 | 0 | 0 | VAL
43 | GASES | SN2 | Regulator + Manometer | 316L |  | 316L- seamless Ra ≤ 0.8 | 1/4'' to 3/8" | 3 | 6 | 3 | unit |  |  | 0 | 0 | 0 | REG;MAN
44 | GASES | SN2 | Tube | 316L |  | 316L- seamless Ra ≤ 0.8 | 1/2" to 3/4" | 18 | 11.7 | -6.3 | m |  |  | 0 | 0 | 0 | TUBE-TCC
45 | GASES | SN2 | Elbows | 316L |  | 316L- seamless Ra ≤ 0.8 | 1/2" to 3/4" | 8 | 17 | 9 | unit |  |  | 0 | 0 | 0 | ELB-TCC
46 | GASES | SN2 | Valve | 316L |  | 316L- seamless Ra ≤ 0.8 | 1/2" to 3/4" | 1 | 1 | 0 | unit |  |  | 0 | 0 | 0 | VAL
47 | GASES | SN2 | Regulator + Manometer | 316L |  | 316L- seamless Ra ≤ 0.8 | 1/2" to 3/4" | 1 | 1 | 0 | unit |  |  | 0 | 0 | 0 | REG;MAN
48 | GASES | SN2 | Tube | 316L |  | 316L- seamless Ra ≤ 0.8 | 1'' | 0 | 0 | 0 | m |  |  | 0 | 0 | 0 | TUBE-TCC
49 | GASES | SN2 | Elbowss | 316L |  | 316L- seamless Ra ≤ 0.8 | 1'' | 0 | 0 | 0 | unit |  |  | 0 | 0 | 0 | ELB-TCC
50 | GASES | SN2 | Valve | 316L |  | 316L- seamless Ra ≤ 0.8 | 1'' | 0 | 0 | 0 | unit |  |  | 0 | 0 | 0 | VAL
51 | GASES | SN2 | Regulator + Manometer | 316L |  | 316L- seamless Ra ≤ 0.8 | 1'' | 0 | 0 | 0 | unit |  |  | 0 | 0 | 0 | REG;MAN
52 | GASES | SN2 | Tube | PFA |  | 450HP | 1/4'' to 3/4'' | 0 | 20 | 20 | m |  |  | 0 | 0 | 0 | PFA-TUBE
53 | GASES | SN2 | Test and certification (Pressure,moisture,Particles,leak for gas lines) |  |  |  |  | 2 | 1 | -1 | unit/m |  |  | 0 | 0 | 0 | SKIP
54 | GASES | Gas Single Envel. | Specilaty Gas Single envelope (INERTS) ArXeNe,CO2,HeN2,KrNe,Xe,C4F8,ArHe,C2F6,CF4,CHF3,CO2,N2O,O2He,SF6,H2N2-3%,O2N2 | [6 empty] | 0 | [6 empty] | SKIP
55 | GASES | Gas Single Envel. | Tube | 316L EP |  | 316L- seamless- EP- Ra ≤ 0.25um - AOD/VAR | 1/4'' to 3/8" | 0 | 0 | 0 | m |  |  | 0 | 0 | 0 | TUBE-ULT
56 | GASES | Gas Single Envel. | Elbows | 316L EP |  | 316L- seamless- EP- Ra ≤ 0.25um - AOD/VAR | 1/4'' to 3/8" | 0 | 0 | 0 | unit |  |  | 0 | 0 | 0 | ELB-ULT
57 | GASES | Gas Single Envel. | Valve | 316L EP |  | 316L- seamless- EP- Ra ≤ 0.25um - AOD/VAR | 1/4'' to 3/8" | 0 | 0 | 0 | unit |  |  | 0 | 0 | 0 | VAL
58 | GASES | Gas Single Envel. | Regulator + Manometer | 316L EP |  | 316L- seamless- EP- Ra ≤ 0.25um - AOD/VAR | 1/4'' to 3/8" | 0 | 0 | 0 | unit |  |  | 0 | 0 | 0 | REG;MAN
59 | GASES | Gas Single Envel. | Gas Stick | 316L EP |  | 316L- seamless- EP- Ra ≤ 0.25um - AOD/VAR | 1/4'' to 3/8" | 0 | 0 | 0 | unit |  |  | 0 | 0 | 0 | STK
60 | GASES | Gas Single Envel. | Tube | 316L EP |  | 316L- seamless- EP- Ra ≤ 0.25um - AOD/VAR | 1/2" to 3/4" | 0 | 0 | 0 | m |  |  | 0 | 0 | 0 | TUBE-ULT
61 | GASES | Gas Single Envel. | Elbows | 316L EP |  | 316L- seamless- EP- Ra ≤ 0.25um - AOD/VAR | 1/2" to 3/4" | 0 | 0 | 0 | unit |  |  | 0 | 0 | 0 | ELB-ULT
62 | GASES | Gas Single Envel. | Valve | 316L EP |  | 316L- seamless- EP- Ra ≤ 0.25um - AOD/VAR | 1/2" to 3/4" | 0 | 0 | 0 | unit |  |  | 0 | 0 | 0 | VAL
63 | GASES | Gas Single Envel. | Regulator + Manometer | 316L EP |  | 316L- seamless- EP- Ra ≤ 0.25um - AOD/VAR | 1/2" to 3/4" | 0 | 0 | 0 | unit |  |  | 0 | 0 | 0 | REG;MAN
64 | GASES | Gas Single Envel. | Gas Stick | 316L EP |  | 316L- seamless- EP- Ra ≤ 0.25um - AOD/VAR | 1/2" to 3/4" | 0 | 0 | 0 | unit |  |  | 0 | 0 | 0 | STK
65 | GASES | Gas Single Envel. | Tube | 316L EP |  | 316L- seamless- EP- Ra ≤ 0.25um - AOD/VAR | 1'' | 0 | 0 | 0 | m |  |  | 0 | 0 | 0 | TUBE-ULT
66 | GASES | Gas Single Envel. | Elbows | 316L EP |  | 316L- seamless- EP- Ra ≤ 0.25um - AOD/VAR | 1'' | 0 | 0 | 0 | unit |  |  | 0 | 0 | 0 | ELB-ULT
67 | GASES | Gas Single Envel. | Valve | 316L EP |  | 316L- seamless- EP- Ra ≤ 0.25um - AOD/VAR | 1'' | 0 | 0 | 0 | unit |  |  | 0 | 0 | 0 | VAL
68 | GASES | Gas Single Envel. | Regulator + Manometer | 316L EP |  | 316L- seamless- EP- Ra ≤ 0.25um - AOD/VAR | 1'' | 0 | 0 | 0 | unit |  |  | 0 | 0 | 0 | REG;MAN
69 | GASES | Gas Single Envel. | Gas Stick | 316L EP |  | 316L- seamless- EP- Ra ≤ 0.25um - AOD/VAR | 1'' | 0 | 0 | 0 | unit |  |  | 0 | 0 | 0 | STK
70 | GASES | Gas Single Envel. | Bulkhead |  |  |  | various | 0 | 0 | 0 | unit |  |  | 0 | 0 | 0 | SKIP
71 | GASES | Gas Single Envel. | Test and certification (Pressure,moisture,Particles,leak for gas lines) |  |  |  |  | 0 | 0 | 0 | unit/m |  |  | 0 | 0 | 0 | SKIP
72 | GASES | Gas Double Envel. | Specilaty Gas Double envelope (Toxic,Flammable,Corrosive) 4%B2H6/H2,CH4/Ar10%,CH3F,CO,PH3,SiH4,C4F6,CH2F2,DCS,TMS,He/N2,NF3,CH4,NO,O3,H2,SiH2Cl2,NH3,N2H2,He/H2-5%,,TEOS,TCS,C2H2,DCE-TRANSLC,TEB,TDMAT,F2KrNe,Cl2,HBr,HCl,BF3,SiF4,TEPO,HCD,SO2,BCl3,HF,N2O,5%B2H6/N2,F2ArNe,BCl3,WF6,SiCl4 | [6 empty] | 0 | [6 empty] | SKIP
73 | GASES | Gas Double Envel. | Tube | 316L EP |  | 316L- seamless- EP- Ra ≤ 0.25um - AOD/VAR | 1/4'' X 1/2''….. | 0 | 0 | 0 | m |  |  | 0 | 0 | 0 | COAX-TUBE
74 | GASES | Gas Double Envel. | Fittings | 316L EP |  | 316L- seamless- EP- Ra ≤ 0.25um - AOD/VAR | 1/4'' X 1/2''….. | 0 | 0 | 0 | m |  |  | 0 | 0 | 0 | COAX-SLV;COAX-TERM
75 | GASES | Gas Double Envel. | Tee purge + purge valve | 316L EP |  | 316L- seamless- EP- Ra ≤ 0.25um - AOD/VAR | 1/4'' X 1/2''….. | 0 | 0 | 0 | m |  |  | 0 | 0 | 0 | COAX-TEE
76 | GASES | Gas Double Envel. | Elbows | 316L EP |  | 316L- seamless- EP- Ra ≤ 0.25um - AOD/VAR | 1/4'' X 1/2''….. | 0 | 0 | 0 | m |  |  | 0 | 0 | 0 | COAX-ELB
77 | GASES | Gas Double Envel. | Valve | 316L EP |  | 316L- seamless- EP- Ra ≤ 0.25um - AOD/VAR | 1/4'' X 1/2''….. | 0 | 0 | 0 | m |  |  | 0 | 0 | 0 | VAL
78 | GASES | Gas Double Envel. | Regulator + Manometer | 316L EP |  | 316L- seamless- EP- Ra ≤ 0.25um - AOD/VAR | 1/4'' X 1/2''….. | 0 | 0 | 0 | m |  |  | 0 | 0 | 0 | REG;MAN
79 | GASES | Gas Double Envel. | Gas Stick | 316L EP |  | 316L- seamless- EP- Ra ≤ 0.25um - AOD/VAR | 1/4'' X 1/2''….. | 0 | 0 | 0 | m |  |  | 0 | 0 | 0 | STK
80 | GASES | Gas Double Envel. | Tube | 316L EP |  | 316L- seamless- EP- Ra ≤ 0.25um - AOD/VAR | 3/8'' X 5/8''…. | 0 | 0 | 0 | m |  |  | 0 | 0 | 0 | COAX-TUBE
81 | GASES | Gas Double Envel. | Fittings | 316L EP |  | 316L- seamless- EP- Ra ≤ 0.25um - AOD/VAR | 3/8'' X 5/8''…. | 0 | 0 | 0 | m |  |  | 0 | 0 | 0 | COAX-SLV;COAX-TERM
82 | GASES | Gas Double Envel. | Elbows | 316L EP |  | 316L- seamless- EP- Ra ≤ 0.25um - AOD/VAR | 3/8'' X 5/8''…. | 0 | 0 | 0 | m |  |  | 0 | 0 | 0 | COAX-ELB
83 | GASES | Gas Double Envel. | Valve | 316L EP |  | 316L- seamless- EP- Ra ≤ 0.25um - AOD/VAR | 3/8'' X 5/8''…. | 0 | 0 | 0 | m |  |  | 0 | 0 | 0 | VAL
84 | GASES | Gas Double Envel. | Regulator + Manometer | 316L EP |  | 316L- seamless- EP- Ra ≤ 0.25um - AOD/VAR | 3/8'' X 5/8''…. | 0 | 0 | 0 | m |  |  | 0 | 0 | 0 | REG;MAN
85 | GASES | Gas Double Envel. | Gas Stick | 316L EP |  | 316L- seamless- EP- Ra ≤ 0.25um - AOD/VAR | 3/8'' X 5/8''…. | 0 | 0 | 0 | m |  |  | 0 | 0 | 0 | STK
86 | GASES | Gas Double Envel. | Tube | 316L EP |  | 316L- seamless- EP- Ra ≤ 0.25um - AOD/VAR | 1/2'' X 3/4''….. | 0 | 0 | 0 | m |  |  | 0 | 0 | 0 | COAX-TUBE
87 | GASES | Gas Double Envel. | Fittings | 316L EP |  | 316L- seamless- EP- Ra ≤ 0.25um - AOD/VAR | 1/2'' X 3/4''….. | 0 | 0 | 0 | m |  |  | 0 | 0 | 0 | COAX-SLV;COAX-TERM
88 | GASES | Gas Double Envel. | Tee purge + purge valve | 316L EP |  | 316L- seamless- EP- Ra ≤ 0.25um - AOD/VAR | 1/2'' X 3/4''….. | 0 | 0 | 0 | m |  |  | 0 | 0 | 0 | COAX-TEE
89 | GASES | Gas Double Envel. | Elbows | 316L EP |  | 316L- seamless- EP- Ra ≤ 0.25um - AOD/VAR | 1/2'' X 3/4''….. | 0 | 0 | 0 | m |  |  | 0 | 0 | 0 | COAX-ELB
90 | GASES | Gas Double Envel. | Valve | 316L EP |  | 316L- seamless- EP- Ra ≤ 0.25um - AOD/VAR | 1/2'' X 3/4''….. | 0 | 0 | 0 | m |  |  | 0 | 0 | 0 | VAL
91 | GASES | Gas Double Envel. | Regulator + Manometer | 316L EP |  | 316L- seamless- EP- Ra ≤ 0.25um - AOD/VAR | 1/2'' X 3/4''….. | 0 | 0 | 0 | m |  |  | 0 | 0 | 0 | REG;MAN
92 | GASES | Gas Double Envel. | Pressure indicator for coaxial leakage control | 316L EP |  | 316L- seamless- EP- Ra ≤ 0.25um - | various | 0 | 0 | 0 | unit |  |  | 0 | 0 | 0 | COAX-TUBE
93 | GASES | Gas Double Envel. | Bulkhead | 316L EP |  | 316L- seamless- EP- Ra ≤ 0.25um - | various | 0 | 0 | 0 | unit |  |  | 0 | 0 | 0 | COAX-SLV;COAX-TERM
94 | GASES | Gas Double Envel. | Gas stick azardous gases with multivalve purge | 316L EP |  | 316L- seamless- EP- Ra ≤ 0.25um - | various | 0 | 0 | 0 | unit |  |  | 0 | 0 | 0 | COAX-TEE
95 | GASES | Gas Double Envel. | Test and certification (Pressure,moisture,Particles,leak for gas lines) |  |  |  |  | 0 | 0 | 0 | unit |  |  | 0 | 0 | 0 | COAX-ELB
96 | WATER | PCW | LIQUID FLUIDS | [6 empty] | 0 | [6 empty] | VAL
97 | WATER | PCW | PCW | [6 empty] | 0 | [6 empty] | REG;MAN
98 | WATER | PCW | Tube (tees,curves, reductions,….….) | 304L |  | 304L - rolled welded | 1/2"- DN15 | 1 |  | -1 | m |  |  | 0 | 0 | 0 | STK
99 | WATER | PCW | Isolation Valve | 304L |  | 304L spherical | 1/2"- DN15 | 26 | 4 | -22 | unit |  |  | 0 | 0 | 0 | SKIP
100 | WATER | PCW | Elbows | 304L |  | 304L | 1/2"- DN15 | 4 |  | -4 | unit |  |  | 0 | 0 | 0 | SKIP
101 | WATER | PCW | Balancing Valve | 304L |  | 304L | 1/2"- DN15 | 0 |  | 0 | unit |  |  | 0 | 0 | 0 | SKIP
102 | WATER | PCW | Regulator | 304L |  | 304L | 1/2"- DN15 | 0 |  | 0 | unit |  |  | 0 | 0 | 0 | SKIP
103 | WATER | PCW | Digital flowmeter | 304L |  | 304L | 1/2"- DN15 | 0 |  | 0 | unit |  |  | 0 | 0 | 0 | SKIP
104 | WATER | PCW | Analog flowmeter | 304L |  | 304L | 1/2"- DN15 | 1 |  | -1 | unit |  |  | 0 | 0 | 0 | SKIP
105 | WATER | PCW | Tube (tees,curves, reductions,….….) | 304L |  | 304L - rolled welded | 3/4'' -DN20 | 24 | 4.1 | -19.9 | m |  |  | 0 | 0 | 0 | SKIP
106 | WATER | PCW | Isolation Valve | 304L |  | 304L spherical | 3/4'' -DN20 | 12 | 2 | -10 | unit |  |  | 0 | 0 | 0 | SKIP
107 | WATER | PCW | Elbows | 304L |  | 304L | 3/4'' -DN20 | 20 | 8 | -12 | unit |  |  | 0 | 0 | 0 | TUBE-304L
108 | WATER | PCW | Balancing Valve | 304L |  | 304L | 3/4'' -DN20 | 2 | 2 | 0 | unit |  |  | 0 | 0 | 0 | SKIP
109 | WATER | PCW | Regulator | 304L |  | 304L | 3/4'' -DN20 | 1 | 2 | 1 | unit |  |  | 0 | 0 | 0 | SKIP
110 | WATER | PCW | Digital flowmeter | 304L |  | 304L | 3/4'' -DN20 | 0 | 2 | 2 | unit |  |  | 0 | 0 | 0 | SKIP
111 | WATER | PCW | Analog flowmeter | 304L |  | 304L | 3/4'' -DN20 | 2 |  | -2 | unit |  |  | 0 | 0 | 0 | SKIP
112 | WATER | PCW | Tube (tees,curves, reductions,….….) | 304L |  | 304L - rolled welded | 1'' - DN 25 | 18 |  | -18 | m |  |  | 0 | 0 | 0 | SKIP
113 | WATER | PCW | Isolation Valve | 304L |  | 304L spherical | 1'' - DN 25 | 4 |  | -4 | unit |  |  | 0 | 0 | 0 | SKIP
114 | WATER | PCW | Elbows | 304L |  | 304L | 1'' - DN 25 | 16 |  | -16 | unit |  |  | 0 | 0 | 0 | SKIP
115 | WATER | PCW | Balancing Valve | 304L |  | 304L | 1'' - DN 25 | 0 |  | 0 | unit |  |  | 0 | 0 | 0 | SKIP
116 | WATER | PCW | Regulator | 304L |  | 304L | 1'' - DN 25 | 2 |  | -2 | unit |  |  | 0 | 0 | 0 | SKIP
117 | WATER | PCW | Digital flowmeter | 304L |  | 304L | 1'' - DN 25 | 0 | 0 | 0 | unit |  |  | 0 | 0 | 0 | SKIP
118 | WATER | PCW | Analog flowmeter | 304L |  | 304L | 1'' - DN 25 | 2 | 0 | -2 | unit |  |  | 0 | 0 | 0 | SKIP
119 | WATER | PCW | Tube (tees,curves, reductions,….….) | 304L |  | 304L - rolled welded | 1"1/4 - DN32 | 0 |  | 0 | m |  |  | 0 | 0 | 0 | SKIP
120 | WATER | PCW | Isolation Valve | 304L |  | 304L spherical | 1"1/4 - DN32 | 0 |  | 0 | unit |  |  | 0 | 0 | 0 | SKIP
121 | WATER | PCW | Elbows | 304L |  | 304L | 1"1/4 - DN32 | 0 |  | 0 | unit |  |  | 0 | 0 | 0 | SKIP
122 | WATER | PCW | Balancing Valve | 304L |  | 304L | 1"1/4 - DN32 | 0 |  | 0 | unit |  |  | 0 | 0 | 0 | SKIP
123 | WATER | PCW | Regulator | 304L |  | 304L | 1"1/4 - DN32 | 0 |  | 0 | unit |  |  | 0 | 0 | 0 | SKIP
124 | WATER | PCW | Digital flowmeter | 304L |  | 304L | 1"1/4 - DN32 | 0 | 0 | 0 | unit |  |  | 0 | 0 | 0 | SKIP
125 | WATER | PCW | Analog flowmeter | 304L |  | 304L | 1"1/4 - DN32 | 0 |  | 0 | unit |  |  | 0 | 0 | 0 | SKIP
126 | WATER | PCW | Tube (tees,curves, reductions,….….) | 304L |  | 304L - rolled welded | 1"1/2'- DN40 | 24 | 17.4 | -6.6 | m |  |  | 0 | 0 | 0 | SKIP
127 | WATER | PCW | Isolation Valve | 304L |  | 304L spherical | 1"1/2'- DN40 | 6 | 1 | -5 | unit |  |  | 0 | 0 | 0 | SKIP
128 | WATER | PCW | Elbows | 304L |  | 304L | 1"1/2'- DN40 | 14 | 26 | 12 | unit |  |  | 0 | 0 | 0 | SKIP
129 | WATER | PCW | Balancing Valve | 304L |  | 304L | 1"1/2'- DN40 | 0 | 1 | 1 | unit |  |  | 0 | 0 | 0 | SKIP
130 | WATER | PCW | Regulator | 304L |  | 304L | 1"1/2'- DN40 | 3 | 1 | -2 | unit |  |  | 0 | 0 | 0 | SKIP
131 | WATER | PCW | Digital flowmeter | 304L |  | 304L | 1"1/2'- DN40 | 0 | 1 | 1 | unit |  |  | 0 | 0 | 0 | SKIP
132 | WATER | PCW | Analog flowmeter | 304L |  | 304L | 1"1/2'- DN40 | 0 |  | 0 | unit |  |  | 0 | 0 | 0 | SKIP
133 | WATER | PCW | Tube (tees,curves, reductions,….….) | 304L |  | 304L - rolled welded | 2" DN50 | 72 | 8 | -64 | m |  |  | 0 | 0 | 0 | SKIP
134 | WATER | PCW | Isolation Valve | 304L |  | 304L spherical | 2" DN50 | 2 |  | -2 | unit |  |  | 0 | 0 | 0 | SKIP
135 | WATER | PCW | Elbows | 304L |  | 304L | 2" DN50 | 70 | 19 | -51 | unit |  |  | 0 | 0 | 0 | SKIP
136 | WATER | PCW | Balancing Valve | 304L |  | 304L | 2" DN50 | 0 |  | 0 | unit |  |  | 0 | 0 | 0 | SKIP
137 | WATER | PCW | Regulator | 304L |  | 304L | 2" DN50 | 0 |  | 0 | unit |  |  | 0 | 0 | 0 | SKIP
138 | WATER | PCW | Digital flowmeter | 304L |  | 304L | 2" DN50 | 0 |  | 0 | unit |  |  | 0 | 0 | 0 | SKIP
139 | WATER | PCW | Analog flowmeter | 304L |  | 304L | 2" DN50 | 1 |  | -1 | unit |  |  | 0 | 0 | 0 | SKIP
140 | WATER | PCW | Tube (tees,curves, reductions,….….) | 304L |  | 304L - rolled welded | 2"1/2 '- DN63 | 0 |  | 0 | unit |  |  | 0 | 0 | 0 | SKIP
141 | WATER | PCW | Isolation Valve | 304L |  | 304L spherical | 2"1/2 '- DN63 | 0 |  | 0 | unit |  |  | 0 | 0 | 0 | SKIP
142 | WATER | PCW | Elbows | 304L |  | 304L | 2"1/2 '- DN63 | 0 |  | 0 | unit |  |  | 0 | 0 | 0 | SKIP
143 | WATER | PCW | Balancing Valve | 304L |  | 304L | 2"1/2 '- DN63 | 0 |  | 0 | unit |  |  | 0 | 0 | 0 | SKIP
144 | WATER | PCW | Regulator | 304L |  | 304L | 2"1/2 '- DN63 | 0 |  | 0 | unit |  |  | 0 | 0 | 0 | SKIP
145 | WATER | PCW | Digital flowmeter | 304L |  | 304L | 2"1/2 '- DN63 | 0 |  | 0 | unit |  |  | 0 | 0 | 0 | SKIP
146 | WATER | PCW | Analog flowmeter | 304L |  | 304L | 2"1/2 '- DN63 | 0 |  | 0 | unit |  |  | 0 | 0 | 0 | SKIP
147 | WATER | PCW | Tube (tees,curves, reductions,….….) | 304L |  | 304L - rolled welded | 3"- DN80 | 0 | 0.2 | 0.2 | m |  |  | 0 | 0 | 0 | SKIP
148 | WATER | PCW | Isolation Valve | 304L |  | 304L spherical | 3"- DN80 | 0 | 0 | 0 | unit |  |  | 0 | 0 | 0 | SKIP
149 | WATER | PCW | Elbows | 304L |  | 304L | 3"- DN80 | 0 |  | 0 | unit |  |  | 0 | 0 | 0 | SKIP
150 | WATER | PCW | Balancing Valve | 304L |  | 304L | 3"- DN80 | 0 |  | 0 | unit |  |  | 0 | 0 | 0 | SKIP
151 | WATER | PCW | Regulator | 304L |  | 304L | 3"- DN80 | 0 |  | 0 | unit |  |  | 0 | 0 | 0 | SKIP
152 | WATER | PCW | Digital flowmeter | 304L |  | 304L | 3"- DN80 | 0 |  | 0 | unit |  |  | 0 | 0 | 0 | SKIP
153 | WATER | PCW | Analog flowmeter | 304L |  | 304L | 3"- DN80 | 0 |  | 0 | unit |  |  | 0 | 0 | 0 | SKIP
154 | WATER | PCW | Push on rubber flexible hose | rubber | Parker, Awagwlock | PN16 | 1/2" | 24 |  | -24 | m |  |  | 0 | 0 | 0 | SKIP
155 | WATER | PCW | Push on rubber flexible hose | rubber | Parker, Awagwlock | PN16 | 3/4" | 36 | 68 | 32 | m |  |  | 0 | 0 | 0 | SKIP
156 | WATER | PCW | Push on rubber flexible hose | rubber | Parker, Awagwlock | PN16 | 1" | 6 | 32 | 26 | m |  |  | 0 | 0 | 0 | SKIP
157 | WATER | PCW | Push on SS braided flexible hose | rubber + SS ext. |  | PN16 | 1/2" | 0 |  | 0 | m |  |  | 0 | 0 | 0 | SKIP
158 | WATER | PCW | Push on SS braided flexible hose | rubber + SS ext. |  | PN16 | 3/4" | 0 |  | 0 | m |  |  | 0 | 0 | 0 | SKIP
159 | WATER | PCW | Push on SS braided flexible hose | rubber + SS ext. |  | PN16 | 1" | 0 |  | 0 | m |  |  | 0 | 0 | 0 | SKIP
160 | WATER | PCW | Push on connector | 304L | Parker, Awagwlock | PN16 | 1/2" | 16 |  | -16 | unit |  |  | 0 | 0 | 0 | SKIP
161 | WATER | PCW | Push on connector | 304L | Parker, Awagwlock | PN16 | 3/4" | 24 | 16 | -8 | unit |  |  | 0 | 0 | 0 | SKIP
162 | WATER | PCW | Push on connector | 304L | Parker, Awagwlock | PN16 | 1" | 4 | 4 | 0 | unit |  |  | 0 | 0 | 0 | SKIP
163 | WATER | PCW | Test and certification (Pressure) |  |  |  |  | 2 | 2 | 0 | unit |  |  | 0 | 0 | 0 | SKIP
164 | WATER | PSW | PSW | [6 empty] | 0 | [6 empty] | SKIP
165 | WATER | PSW | Tube | PPH |  | PN10/PN16 | 1/2"to 1" | 0 | 0 | 0 | m |  |  | 0 | 0 | 0 | SKIP
166 | WATER | PSW | Elbow | PPH |  | PN10/PN16 | 1/2"to 1" | 0 | 0 | 0 | unit |  |  | 0 | 0 | 0 | SKIP
167 | WATER | PSW | Valve | PPH |  | PN10/PN16 | 1/2"to 1" | 0 | 0 | 0 | unit |  |  | 0 | 0 | 0 | SKIP
168 | WATER | PSW | Regulator | PPH |  | PN10/PN16 | 1/2"to 1" | 0 | 0 | 0 | unit |  |  | 0 | 0 | 0 | SKIP
169 | WATER | PSW | Flowmeter | PPH |  | PN10/PN16 | 1/2"to 1" | 0 | 0 | 0 | unit |  |  | 0 | 0 | 0 | SKIP
170 | WATER | PSW | Tube | INOX |  | PN10/PN16 | 1/2"to 1" | 0 | 0 | 0 | m |  |  | 0 | 0 | 0 | SKIP
171 | WATER | PSW | Elbow | INOX |  | PN10/PN16 | 1/2"to 1" | 0 | 0 | 0 | unit |  |  | 0 | 0 | 0 | SKIP
172 | WATER | PSW | Valve | INOX |  | PN10/PN16 | 1/2"to 1" | 0 | 0 | 0 | unit |  |  | 0 | 0 | 0 | SKIP
173 | WATER | PSW | Regulator | INOX |  | PN10/PN16 | 1/2"to 1" | 0 | 0 | 0 | unit |  |  | 0 | 0 | 0 | SKIP
174 | WATER | PSW | Flowmeter | INOX |  | PN10/PN16 | 1/2"to 1" | 0 | 0 | 0 | unit |  |  | 0 | 0 | 0 | SKIP
175 | WATER | PSW | Push on rubber flexible hose | rubber |  | PN10/PN16 | 1/2'' | 0 | 0 | 0 | m |  |  | 0 | 0 | 0 | SKIP
176 | WATER | PSW | Push on rubber flexible hose | rubber |  | PN10/PN16 | 3/4" | 0 | 0 | 0 | m |  |  | 0 | 0 | 0 | SKIP
177 | WATER | PSW | Push on rubber flexible hose | rubber |  | PN10/PN16 | 1" | 0 | 0 | 0 | m |  |  | 0 | 0 | 0 | SKIP
178 | WATER | PSW | Push on rubber flexible hose | Twisted SS ext. |  | PN10/PN16 | 1/2'' | 0 | 0 | 0 | m |  |  | 0 | 0 | 0 | SKIP
179 | WATER | PSW | Push on rubber flexible hose | Twisted SS ext. |  | PN10/PN16 | 3/4" | 0 | 0 | 0 | m |  |  | 0 | 0 | 0 | SKIP
180 | WATER | PSW | Push on rubber flexible hose | Twisted SS ext. |  | PN10/PN16 | 1" | 0 | 0 | 0 | m |  |  | 0 | 0 | 0 | PP-TUBE
181 | WATER | PSW | Test and certification (Pressure) |  |  |  |  | 0 | 0 | 0 | unit |  |  | 0 | 0 | 0 | ELB-PP
182 | GASES | CH4 TPU | CH4 TPU | [6 empty] | 0 | [6 empty] | VAL-BAL-PP;VAL-RIT-PP
183 | GASES | CH4 TPU | Tube | 304 |  | - ext : SS304L - rolled / welded - Int : SS304L - rolled / welded | 1/2'' TO 3/4'' | 0 | 0 | 0 | m |  |  | 0 | 0 | 0 | REG-PP
184 | GASES | CH4 TPU | Pneumatich valve | 304 |  | 304L | 1/2'' TO 3/4'' | 0 | 0 | 0 | unit |  |  | 0 | 0 | 0 | FLOW-PP
185 | GASES | CH4 TPU | Tube | 304 |  | - ext : SS304L - rolled / welded - Int : SS304L - rolled / welded | 3/4'' TO 1'' | 0 | 0 | 0 | m |  |  | 0 | 0 | 0
186 | GASES | CH4 TPU | Pneumatich valve | 304 |  | 304L | 3/4'' TO 1'' | 0 | 0 | 0 | unit |  |  | 0 | 0 | 0
187 | GASES | CH4 TPU | Test and certification (Pressure) |  |  |  |  | 0 | 0 | 0 | unit |  |  | 0 | 0 | 0
188 | WATER | UPW/DIW | UPW/DIW | [6 empty] | 0
189 | WATER | UPW/DIW | Tube | PVDF HP |  | PVDF HP - PN 16 | DN15 to 25 | 0 | 0 | 0 | m |  |  | 0 | 0 | 0
190 | WATER | UPW/DIW | Valve | PVDF HP |  | PVDF HP - PN 16 - Diaphragm | DN15 to 25 | 0 | 0 | 0 | unit |  |  | 0 | 0 | 0
191 | WATER | UPW/DIW | Elbow | PVDF HP |  | PVDF HP - PN 16 | DN15 to 25 | 0 | 0 | 0 | unit |  |  | 0 | 0 | 0
192 | WATER | UPW/DIW | Bocchettone | PVDF HP |  | PVDF HP - PN 16 | DN15 to 25 | 0 | 0 | 0 | unit |  |  | 0 | 0 | 0
193 | WATER | UPW/DIW | Regulator | PVDF HP | GF+(V582) | PVDF HP - PN 16 | DN15 to 25 | 0 | 0 | 0 | unit |  |  | 0 | 0 | 0
194 | WATER | UPW/DIW | Flowmeter | PVDF HP |  | PVDF HP - PN 16 | DN15 to 25 | 0 | 0 | 0 | unit |  |  | 0 | 0 | 0
195 | WATER | UPW/DIW | Flaretek | PVDF HP |  | PVDF HP - PN 16 | DN15 to 25 | 0 | 0 | 0 | unit |  |  | 0 | 0 | 0
196 | WATER | UPW/DIW | Tube | PVDF HP |  | PVDF HP - PN 16 | DN32 to 50 | 0 | 0 | 0 | m |  |  | 0 | 0 | 0
197 | WATER | UPW/DIW | Valve | PVDF HP |  | PVDF HP - PN 16 - Diaphragm | DN32 to 50 | 0 | 0 | 0 | unit |  |  | 0 | 0 | 0
198 | WATER | UPW/DIW | Elbow | PVDF HP |  | PVDF HP - PN 16 | DN32 to 50 | 0 | 0 | 0 | unit |  |  | 0 | 0 | 0
199 | WATER | UPW/DIW | Bocchettone | PVDF HP |  | PVDF HP - PN 16 | DN32 to 50 | 0 | 0 | 0 | unit |  |  | 0 | 0 | 0
200 | WATER | UPW/DIW | Regulator | PVDF HP | GF+(V582) | PVDF HP - PN 16 | DN32 to 50 | 0 | 0 | 0 | unit |  |  | 0 | 0 | 0
201 | WATER | UPW/DIW | Flowmeter | PVDF HP |  | PVDF HP - PN 16 | DN32 to 50 | 0 | 0 | 0 | unit |  |  | 0 | 0 | 0
202 | WATER | UPW/DIW | Flaretek | PVDF HP |  | PVDF HP - PN 16 | DN32 to 50 | 0 | 0 | 0 | unit |  |  | 0 | 0 | 0
203 | WATER | UPW/DIW | Signet Transmitter +GF+ | PVDF HP |  | PN16 |  | 0 | 0 | 0 | unit |  |  | 0 | 0 | 0
204 | WATER | UPW/DIW | Flowsensor/flowswitch/Temperatur +GF+ | PVDF HP |  | PN16 |  | 0 | 0 | 0 | unit |  |  | 0 | 0 | 0 | PVDF-TUBE
205 | WATER | UPW/DIW | Check valve | PVDF HP |  | PN16 |  | 0 | 0 | 0 | unit |  |  | 0 | 0 | 0 | VAL-BAL-PVDF;VAL-DIA-PVDF;VAL-FARF-PVDF;VAL-RIT-PVDF
206 | WATER | UPW/DIW | 3 way diaphragm Valve | PVDF HP |  | PN16 |  | 0 | 0 | 0 | unit/m |  |  | 0 | 0 | 0 | ELB-PVDF
207 | WATER | UPW/DIW | Joints | FPM White |  |  | DN15 to 25 | 0 | 0 | 0 | unit |  |  | 0 | 0 | 0 | BOC-PVDF
208 | WATER | UPW/DIW | Joints | FPM White |  |  | DN32 to 40 | 0 | 0 | 0 | unit |  |  | 0 | 0 | 0 | REG-PVDF
209 | WATER | UPW/DIW | Joints | FPM White |  |  | ABOVE 40 | 0 | 0 | 0 | unit |  |  | 0 | 0 | 0 | FLOM-PVDF
210 | WATER | UPW/DIW | Joints | KALREZ 6375 UP |  |  | DN15 to 25 | 0 | 0 | 0 | unit |  |  | 0 | 0 | 0 | FLAR-PVDF
211 | WATER | UPW/DIW | Joints | KALREZ 6375 UP |  |  | DN32 to 40 | 0 | 0 | 0 | unit |  |  | 0 | 0 | 0 | PVDF-TUBE
212 | WATER | UPW/DIW | Joints | KALREZ 6375 UP |  |  | ABOVE 40 | 0 | 0 | 0 | unit |  |  | 0 | 0 | 0 | VAL-BAL-PVDF;VAL-DIA-PVDF;VAL-FARF-PVDF;VAL-RIT-PVDF
213 | WATER | UPW/DIW | Tube | PFA |  | 450HP | 1/4'' to 1/2'' | 0 | 0 | 0 | m |  |  | 0 | 0 | 0 | ELB-PVDF
214 | WATER | UPW/DIW | Tube | PFA |  | 450HP | 3/4'' to 1'' | 0 | 0 | 0 | m |  |  | 0 | 0 | 0 | BOC-PVDF
215 | WATER | UPW/DIW | Calibrated orifice | PFA |  | 450HP | various | 0 | 0 | 0 | unit |  |  | 0 | 0 | 0 | REG-PVDF
216 | WATER | UPW/DIW | Test (TOC) |  |  |  |  | 0 | 0 | 0 | Lines |  |  | 0 | 0 | 0 | FLOM-PVDF
217 | VACUUM | VDM | VACUUM | [6 empty] | 0 | [6 empty] | FLAR-PVDF
218 | VACUUM | VDM | VDM | [6 empty] | 0
219 | VACUUM | VDM | Tube | 316L |  |  | DN40/50 | 0 | 17.8 | 17.8 | m |  |  | 0 | 0 | 0
220 | VACUUM | VDM | Elbow | 316L |  |  | DN40/50 | 0 | 19 | 19 | unit |  |  | 0 | 0 | 0
221 | VACUUM | VDM | Valve | 316L |  |  | DN40/50 | 0 | 0 | 0 | unit |  |  | 0 | 0 | 0 | VAL-BAL-PVDF;VAL-DIA-PVDF;VAL-FARF-PVDF;VAL-RIT-PVDF
222 | VACUUM | VDM | Flange+center ring+clamp | 316L |  |  | DN40/50 | 0 | 22 | 22 | unit |  |  | 0 | 0 | 0 | VAL-BAL-PVDF;VAL-DIA-PVDF;VAL-FARF-PVDF;VAL-RIT-PVDF
223 | VACUUM | VDM | Tube | 316L |  |  | DN80 | 0 | 0 | 0 | m |  |  | 0 | 0 | 0 | VAL-BAL-PVDF;VAL-DIA-PVDF;VAL-FARF-PVDF;VAL-RIT-PVDF
224 | VACUUM | VDM | Elbow | 316L |  |  | DN80 | 0 | 0 | 0 | unit |  |  | 0 | 0 | 0 | REG-PVDF
225 | VACUUM | VDM | Valve | 316L |  |  | DN80 | 0 | 0 | 0 |  |  |  | 0 | 0 | 0 | FLOM-PVDF
226 | VACUUM | VDM | Flange+center ring+clamp | 316L |  |  | DN80 | 0 | 0 | 0 | unit |  |  | 0 | 0 | 0 | FLAR-PVDF
227 | VACUUM | VDM | Tube | 316L |  |  | DN100 | 0 | 0 | 0 | m |  |  | 0 | 0 | 0 | FLANGE-PVDF
228 | VACUUM | VDM | Elbow | 316L |  |  | DN100 | 0 | 0 | 0 | unit |  |  | 0 | 0 | 0 | PVDF-TUBE
229 | VACUUM | VDM | Valve | 316L |  |  | DN100 | 0 | 0 | 0 | unit |  |  | 0 | 0 | 0 | VAL-BAL-PVDF;VAL-DIA-PVDF;VAL-FARF-PVDF;VAL-RIT-PVDF
230 | VACUUM | VDM | Flange+center ring+clamp | 316L |  |  | DN100 | 0 | 0 | 0 | unit |  |  | 0 | 0 | 0 | ELB-PVDF
231 | VACUUM | VDM | Tube | 316L |  |  | DN160 | 0 | 0 | 0 | m |  |  | 0 | 0 | 0 | BOC-PVDF
232 | VACUUM | VDM | Elbow | 316L |  |  | DN160 | 0 | 0 | 0 | unit |  |  | 0 | 0 | 0 | REG-PVDF
233 | VACUUM | VDM | Valve | 316L |  |  | DN160 | 0 | 0 | 0 | unit |  |  | 0 | 0 | 0 | FLOM-PVDF
234 | VACUUM | VDM | Flange+center ring+clamp | 316L |  |  | DN160 | 0 | 0 | 0 | unit |  |  | 0 | 0 | 0 | FLAR-PVDF
235 | VACUUM | VDM | Valve spherical | 316L |  | Sperichal | DN16 | 0 | 0 | 0 | unit |  |  | 0 | 0 | 0 | FLANGE-PVDF
236 | VACUUM | VDM | Valve spherical | 316L |  | Sperichal | DN25 | 0 | 0 | 0 | unit |  |  | 0 | 0 | 0
237 | VACUUM | VDM | Pumps - EXAC Tube | 316L |  |  | DN40 to DN50 | 18 |  | -18 | m |  |  | 0 | 0 | 0
238 | VACUUM | VDM | Pumps - EXAC Valve | 316L |  |  | DN40 to DN50 | 2 |  | -2 | unit |  |  | 0 | 0 | 0
239 | VACUUM | VDM | Pumps - EXAC Elbow | 316L |  |  | DN40 to DN50 | 16 |  | -16 | unit |  |  | 0 | 0 | 0
240 | VACUUM | VDM | Pumps - EXAC -flange+center ring+clamp | 316L |  |  | DN40 to DN50 | 48 |  | -48 | unit |  |  | 0 | 0 | 0
241 | VACUUM | VDM | Pumps - EXAC Tube | 316L |  |  | Above DN50 | 12 |  | -12 | m |  |  | 0 | 0 | 0
242 | VACUUM | VDM | Pumps - EXAC Valve | 316L |  |  | Above DN50 | 0 |  | 0 | unit |  |  | 0 | 0 | 0
243 | VACUUM | VDM | Pumps - EXAC Elbow | 316L |  |  | Above DN50 | 8 |  | -8 | unit |  |  | 0 | 0 | 0
244 | VACUUM | VDM | Pumps - EXAC -flange+center ring+clamp | 316L |  |  | Above DN50 | 51 |  | -51 | unit |  |  | 0 | 0 | 0
245 | VACUUM | VDM | Dead Leg | 316L |  |  | 100 to 160 | 0 | 0 | 0 | unit |  |  | 0 | 0 | 0
246 | VACUUM | VDM | Test inboard leak test |  |  |  |  | 0 | 3 | 3 | unit |  |  | 0 | 0 | 0
247 | VACUUM | VDM | Heat tracing FORELINE/EXHAUST |  |  | Heat jacket double glassfiber insulated or Aramide fiber insulation | DN40 | 0 | 0 | 0 | m |  |  | 0 | 0 | 0
248 | VACUUM | VDM | Heat tracing FORELINE/EXHAUST |  |  | Heat jacket double glassfiber insulated or Aramide fiber insulation | DN50 | 0 | 0 | 0 | m |  |  | 0 | 0 | 0
249 | VACUUM | VDM | Heat tracing FORELINE/EXHAUST |  |  | Heat jacket double glassfiber insulated or Aramide fiber insulation | DN100 | 0 | 0 | 0 | m |  |  | 0 | 0 | 0
250 | VACUUM | VDM | Heat tracing FORELINE/EXHAUST |  |  | Heat jacket double glassfiber insulated or Aramide fiber insulation | DN160 | 0 | 0 | 0 | m |  |  | 0 | 0 | 0
251 | VACUUM | VDM | Gaskets | Viton |  |  |  | 0 | 0 | 0 | unit |  |  | 0 | 0 | 0
252 | VACUUM | VDM | Kalrez gaskets | KALREZ 6375 UP |  |  | DN25/DN100/DN160 | 0 | 0 | 0 | unit |  |  | 0 | 0 | 0
253 | VACUUM | EXHAUST | EXHAUST | [6 empty] | 0
254 | VACUUM | EXHAUST | Acid/Ammonia Exhaust HALAR COATING (Highly corrosive T>80C) | [6 empty] | 0 |  |  |  | 0 | 0
255 | VACUUM | EXHAUST | Tube | 304L | Jacob | Halar /Teflon coating | DN<40 | 0 | 0 | 0 | m |  |  | 0 | 0 | 0
256 | VACUUM | EXHAUST | Dampers | 304L | Jacob | Halar /Teflon coating | DN<40 | 0 | 0 | 0 | unit |  |  | 0 | 0 | 0
257 | VACUUM | EXHAUST | Elbow | 304L | Jacob | Halar /Teflon coating | DN<40 | 0 | 0 | 0 | unit |  |  | 0 | 0 | 0
258 | VACUUM | EXHAUST | Tube | 304L | Jacob | Halar /Teflon coating | DN40 to DN80 | 0 | 0 | 0 | m |  |  | 0 | 0 | 0
259 | VACUUM | EXHAUST | Dampers | 304L | Jacob | Halar /Teflon coating | DN40 to DN80 | 0 | 0 | 0 | unit |  |  | 0 | 0 | 0
260 | VACUUM | EXHAUST | Elbow | 304L | Jacob | Halar /Teflon coating | DN40 to DN80 | 0 | 0 | 0 | unit |  |  | 0 | 0 | 0
261 | VACUUM | EXHAUST | Tube | 304L | Jacob | Halar /Teflon coating | DN100 to DN160 | 0 | 0 | 0 | m |  |  | 0 | 0 | 0
262 | VACUUM | EXHAUST | Dampers | 304L | Jacob | Halar /Teflon coating | DN100 to DN160 | 0 | 0 | 0 | unit |  |  | 0 | 0 | 0
263 | VACUUM | EXHAUST | Elbow | 304L | Jacob | Halar /Teflon coating | DN100 to DN160 | 0 | 0 | 0 | unit |  |  | 0 | 0 | 0
264 | VACUUM | EXHAUST | Tube | 304L | Jacob | Halar /Teflon coating | DN200 to DN250 | 0 | 0 | 0 | m |  |  | 0 | 0 | 0
265 | VACUUM | EXHAUST | Dampers | 304L | Jacob | Halar /Teflon coating | DN200 to DN250 | 0 | 0 | 0 | unit |  |  | 0 | 0 | 0
266 | VACUUM | EXHAUST | Elbow | 304L | Jacob | Halar /Teflon coating | DN200 to DN250 | 0 | 0 | 0 | unit |  |  | 0 | 0 | 0
267 | VACUUM | EXHAUST | Tube | 304L | Jacob | Halar /Teflon coating | Above DN250 | 0 | 0 | 0 | m |  |  | 0 | 0 | 0
268 | VACUUM | EXHAUST | Dampers | 304L | Jacob | Halar /Teflon coating | Above DN250 | 0 | 0 | 0 | m |  |  | 0 | 0 | 0
269 | VACUUM | EXHAUST | Elbow | 304L | Jacob | Halar /Teflon coating | Above DN250 | 0 | 0 | 0 | m |  |  | 0 | 0 | 0
270 | VACUUM | EXHAUST | Acid/Ammonia/Heat/Maintenance/Solvent EXHAUST (Low corrosive T<80C) | [6 empty] | 0
271 | VACUUM | EXHAUST | Tube | 304L | Jacob | aisi 304 | DN<40 | 0 | 0 | 0 | m |  |  | 0 | 0 | 0
272 | VACUUM | EXHAUST | Dampers | 304L | Jacob | aisi 304 | DN<40 | 0 | 0 | 0 | unit |  |  | 0 | 0 | 0
273 | VACUUM | EXHAUST | Elbow | 304L | Jacob | aisi 304 | DN<40 | 0 | 0 | 0 | unit |  |  | 0 | 0 | 0
274 | VACUUM | EXHAUST | Tube | 304L | Jacob | aisi 304 | DN40 to DN80 | 0 | 0 | 0 | m |  |  | 0 | 0 | 0
275 | VACUUM | EXHAUST | Dampers | 304L | Jacob | aisi 304 | DN40 to DN80 | 0 | 0 | 0 | unit |  |  | 0 | 0 | 0
276 | VACUUM | EXHAUST | Elbow | 304L | Jacob | aisi 304 | DN40 to DN80 | 0 | 0 | 0 | unit |  |  | 0 | 0 | 0
277 | VACUUM | EXHAUST | Tube | 304L | Jacob | aisi 304 | DN100 to DN160 | 0 | 0 | 0 | m |  |  | 0 | 0 | 0
278 | VACUUM | EXHAUST | Dampers | 304L | Jacob | aisi 304 | DN100 to DN160 | 0 | 0 | 0 | unit |  |  | 0 | 0 | 0
279 | VACUUM | EXHAUST | Elbow | 304L | Jacob | aisi 304 | DN100 to DN160 | 0 | 0 | 0 | unit |  |  | 0 | 0 | 0
280 | VACUUM | EXHAUST | Tube | 304L | Jacob | aisi 304 | DN200 to DN250 | 0 | 0 | 0 | m |  |  | 0 | 0 | 0
281 | VACUUM | EXHAUST | Dampers | 304L | Jacob | aisi 304 | DN200 to DN250 | 0 | 0 | 0 | unit |  |  | 0 | 0 | 0
282 | VACUUM | EXHAUST | Elbow | 304L | Jacob | aisi 304 | DN200 to DN250 | 0 | 0 | 0 | unit |  |  | 0 | 0 | 0
283 | VACUUM | EXHAUST | Tube | 304L | Jacob | aisi 304 | Above DN250 | 0 | 0 | 0 | m |  |  | 0 | 0 | 0
284 | VACUUM | EXHAUST | Dampers | 304L | Jacob | aisi 304 | Above DN250 | 0 | 0 | 0 | m |  |  | 0 | 0 | 0
285 | VACUUM | EXHAUST | Elbow | 304L | Jacob | aisi 304 | Above DN250 | 0 | 0 | 0 | m |  |  | 0 | 0 | 0
286 | VACUUM | EXHAUST | Heat EXHAUST (Low corrosive T<80C) | [6 empty] | 0
287 | VACUUM | EXHAUST | Tube | Jacob | Jacob |  | DN<40 | 0 | 20.2 | 20.2 | m |  |  | 0 | 0 | 0
288 | VACUUM | EXHAUST | Dampers | Jacob | Jacob |  | DN<40 | 0 | 8 | 8 | unit |  |  | 0 | 0 | 0
289 | VACUUM | EXHAUST | Elbow | Jacob | Jacob |  | DN<40 | 0 | 19 | 19 | unit |  |  | 0 | 0 | 0
290 | VACUUM | EXHAUST | Tube | Jacob | Jacob |  | DN40 to DN80 | 0 | 15.7 | 15.7 | m |  |  | 0 | 0 | 0
291 | VACUUM | EXHAUST | Dampers | Jacob | Jacob |  | DN40 to DN80 | 0 | 3 | 3 | unit |  |  | 0 | 0 | 0
292 | VACUUM | EXHAUST | Elbow | Jacob | Jacob |  | DN40 to DN80 | 0 | 18 | 18 | unit |  |  | 0 | 0 | 0
293 | VACUUM | EXHAUST | Tube | Jacob | Jacob |  | DN100 to DN160 | 0 | 5.8 | 5.8 | m |  |  | 0 | 0 | 0
294 | VACUUM | EXHAUST | Dampers | Jacob | Jacob |  | DN100 to DN160 | 0 | 0 | 0 | unit |  |  | 0 | 0 | 0
295 | VACUUM | EXHAUST | Elbow | Jacob | Jacob |  | DN100 to DN160 | 0 | 3 | 3 | unit |  |  | 0 | 0 | 0
296 | VACUUM | EXHAUST | Tube | Jacob | Jacob |  | DN200 to DN250 | 0 | 0 | 0 | m |  |  | 0 | 0 | 0
297 | VACUUM | EXHAUST | Dampers | Jacob | Jacob |  | DN200 to DN250 | 0 | 0 | 0 | unit |  |  | 0 | 0 | 0
298 | VACUUM | EXHAUST | Elbow | Jacob | Jacob |  | DN200 to DN250 | 0 | 0 | 0 | unit |  |  | 0 | 0 | 0
299 | VACUUM | EXHAUST | Tube | Jacob | Jacob |  | Above DN250 | 0 | 0 | 0 | m |  |  | 0 | 0 | 0
300 | VACUUM | EXHAUST | Dampers | Jacob | Jacob |  | Above DN250 | 0 | 0 | 0 | m |  |  | 0 | 0 | 0
301 | VACUUM | EXHAUST | Elbow | Jacob | Jacob |  | Above DN250 | 0 | 0 | 0 | m |  |  | 0 | 0 | 0
302 | VACUUM | EXHAUST | Acid/Ammonia/ EXHAUST T<80C) | [6 empty] | 0
303 | VACUUM | EXHAUST | Tube | 304L | AGRU,GF+ | PVDF ventilation | DN<40 | 6 | 0 | -6 | m |  |  | 0 | 0 | 0
304 | VACUUM | EXHAUST | Dampers | 304L | AGRU,GF+ | PVDF ventilation | DN<40 | 0 | 0 | 0 | unit |  |  | 0 | 0 | 0
305 | VACUUM | EXHAUST | Elbow | 304L | AGRU,GF+ | PVDF ventilation | DN<40 | 4 | 0 | -4 | unit |  |  | 0 | 0 | 0
306 | VACUUM | EXHAUST | Tube | 304L | AGRU,GF+ | PVDF ventilation | DN40 to DN80 | 0 | 0 | 0 | m |  |  | 0 | 0 | 0
307 | VACUUM | EXHAUST | Dampers | 304L | AGRU,GF+ | PVDF ventilation | DN40 to DN80 | 0 | 0 | 0 | unit |  |  | 0 | 0 | 0
308 | VACUUM | EXHAUST | Elbow | 304L | AGRU,GF+ | PVDF ventilation | DN40 to DN80 | 0 | 0 | 0 | unit |  |  | 0 | 0 | 0
309 | VACUUM | EXHAUST | Tube | 304L | AGRU,GF+ | PVDF ventilation | DN100 to DN160 | 10 | 0 | -10 | m |  |  | 0 | 0 | 0
310 | VACUUM | EXHAUST | Dampers | 304L | AGRU,GF+ | PVDF ventilation | DN100 to DN160 | 0 | 0 | 0 | unit |  |  | 0 | 0 | 0
311 | VACUUM | EXHAUST | Elbow | 304L | AGRU,GF+ | PVDF ventilation | DN100 to DN160 | 6 | 0 | -6 | unit |  |  | 0 | 0 | 0
312 | VACUUM | EXHAUST | Tube | 304L | AGRU,GF+ | PVDF ventilation | DN200 to DN250 | 0 | 0 | 0 | m |  |  | 0 | 0 | 0
313 | VACUUM | EXHAUST | Dampers | 304L | AGRU,GF+ | PVDF ventilation | DN200 to DN250 | 0 | 0 | 0 | unit |  |  | 0 | 0 | 0
314 | VACUUM | EXHAUST | Elbow | 304L | AGRU,GF+ | PVDF ventilation | DN200 to DN250 | 0 | 0 | 0 | unit |  |  | 0 | 0 | 0
315 | VACUUM | EXHAUST | Tube | 304L | AGRU,GF+ | PVDF ventilation | Above DN250 | 0 | 0 | 0 | m |  |  | 0 | 0 | 0
316 | VACUUM | EXHAUST | Dampers | 304L | AGRU,GF+ | PVDF ventilation | Above DN250 | 0 | 0 | 0 | m |  |  | 0 | 0 | 0
317 | VACUUM | EXHAUST | Elbow | 304L | AGRU,GF+ | PVDF ventilation | Above DN250 | 0 | 0 | 0 | m |  |  | 0 | 0 | 0
318 | VACUUM | EXHAUST | Magnehelic |  |  |  |  | 2 | 0 | -2 | UNIT |  |  | 0 | 0 | 0
319 | VACUUM | EXHAUST | Masterflex |  |  |  | DN50 TO75 | 0 | 0 | 0 | UNIT |  |  | 0 | 0 | 0
320 | VACUUM | EXHAUST | Masterflex |  |  |  | DN100 TO150 | 0 | 0 | 0 | UNIT |  |  | 0 | 0 | 0
321 | VACUUM | EXHAUST | Solvent Exhaust (EXVO) | [6 empty] | 0
322 | VACUUM | EXHAUST | Tube | 304L |  | 304L, rolled weldded | DN40 to DN80 | 0 | 0 | 0 | m |  |  | 0 | 0 | 0
323 | VACUUM | EXHAUST | Dampers | 304L |  | 304L, rolled weldded | DN40 to DN80 | 0 | 0 | 0 | unit |  |  | 0 | 0 | 0
324 | VACUUM | EXHAUST | Elbow | 304L |  | 304L, rolled weldded | DN40 to DN80 | 0 | 0 | 0 | unit |  |  | 0 | 0 | 0
325 | VACUUM | EXHAUST | Tube | 304L |  | 304L, rolled weldded | DN100 to DN160 | 0 | 0 | 0 | m |  |  | 0 | 0 | 0
326 | VACUUM | EXHAUST | Dampers | 304L |  | 304L, rolled weldded | DN100 to DN160 | 0 | 0 | 0 | unit |  |  | 0 | 0 | 0
327 | VACUUM | EXHAUST | Elbow | 304L |  | 304L, rolled weldded | DN100 to DN160 | 0 | 0 | 0 | unit |  |  | 0 | 0 | 0
328 | VACUUM | EXHAUST | Tube | 304L |  | 304L, rolled weldded | DN200 to DN250 | 0 | 0 | 0 | m |  |  | 0 | 0 | 0
329 | VACUUM | EXHAUST | Dampers | 304L |  | 304L, rolled weldded | DN200 to DN250 | 0 | 0 | 0 | unit |  |  | 0 | 0 | 0
330 | VACUUM | EXHAUST | Elbow | 304L |  | 304L, rolled weldded | DN200 to DN250 | 0 | 0 | 0 | unit |  |  | 0 | 0 | 0
331 | VACUUM | EXHAUST | Tube | 304L |  | 304L, rolled weldded | Above DN250 | 0 | 0 | 0 | m |  |  | 0 | 0 | 0
332 | VACUUM | EXHAUST | Dampers | 304L |  | 304L, rolled weldded | Above DN250 | 0 | 0 | 0 | unit |  |  | 0 | 0 | 0
333 | VACUUM | EXHAUST | Elbow | 304L |  | 304L, rolled weldded | Above DN250 | 0 | 0 | 0 | unit |  |  | 0 | 0 | 0
334 | DRAINS | DRAINS Sulfuric | DRAINS | [6 empty] | 0
335 | DRAINS | DRAINS Sulfuric | H2S04 (Sulfuric) | [6 empty] | 0 | [6 empty] | PVDF-TUBE
336 | DRAINS | DRAINS Sulfuric | Tube | PFA + Transparent PVC |  | PFA 450 HP + Transparent PVC | DN25 or Less | 0 | 0 | 0 | m |  |  | 0 | 0 | 0 | VAL-BAL-PVDF;VAL-DIA-PVDF;VAL-FARF-PVDF;VAL-RIT-PVDF
337 | DRAINS | DRAINS Sulfuric | Valves | PFA |  | PFA 450 HP | DN25 or Less | 0 | 0 | 0 | unit |  |  | 0 | 0 | 0 | ELB-PVDF
338 | DRAINS | DRAINS Sulfuric | Tube | Corroflon |  | PTFE | DN32 to DN50 | 0 | 0 | 0 | m |  |  | 0 | 0 | 0 | PVDF-TUBE
339 | DRAINS | DRAINS Sulfuric | Valves | Corroflon |  | PTFE | DN32 to DN50 | 0 | 0 | 0 | unit |  |  | 0 | 0 | 0 | VAL-BAL-PVDF;VAL-DIA-PVDF;VAL-FARF-PVDF;VAL-RIT-PVDF
340 | DRAINS | DRAINS Sulfuric | Tube | Corroflon |  | PTFE | DN63 TO DN80 | 0 | 0 | 0 | m |  |  | 0 | 0 | 0 | ELB-PVDF
341 | DRAINS | DRAINS Sulfuric | Valves | Corroflon |  | PTFE | DN63 TO DN80 | 0 | 0 | 0 | unit |  |  | 0 | 0 | 0 | PVDF-TUBE
342 | DRAINS | DRAINS Sulfuric | Test and Certifications |  |  |  |  | 0 | 0 | 0 | unit |  |  | 0 | 0 | 0 | VAL-BAL-PVDF;VAL-DIA-PVDF;VAL-FARF-PVDF;VAL-RIT-PVDF
343 | DRAINS | DRAINS BASES | Bases (NH4OH,H2O2) - Diluted Acid (T< 60°C), Reclaim, Slurry Copper - Back Grinding | [6 empty] | 0 | [6 empty] | ELB-PVDF
344 | DRAINS | DRAINS BASES | Tube | PPH |  | PPH - IR welded | DN25 or Less | 0 | 0.4 | 0.4 | m |  |  | 0 | 0 | 0 | PVDF-TUBE
345 | DRAINS | DRAINS BASES | Elbow | PPH |  | PPH - IR welded | DN25 or Less | 0 | 0 | 0 | unit |  |  | 0 | 0 | 0 | VAL-BAL-PVDF;VAL-DIA-PVDF;VAL-FARF-PVDF;VAL-RIT-PVDF
346 | DRAINS | DRAINS BASES | Valves | PPH |  | PPH - IR welded | DN25 or Less | 0 | 0 | 0 | unit |  |  | 0 | 0 | 0 | ELB-PVDF
347 | DRAINS | DRAINS BASES | Tube | PPH |  | PPH - IR welded | DN 32 to DN50 | 0 | 13.4 | 13.4 | m |  |  | 0 | 0 | 0
348 | DRAINS | DRAINS BASES | Elbow | PPH |  | PPH - IR welded | DN 32 to DN50 | 0 | 7 | 7 | unit |  |  | 0 | 0 | 0
349 | DRAINS | DRAINS BASES | Valves | PPH |  | PPH - IR welded | DN 32 to DN50 | 0 | 0 | 0 | unit |  |  | 0 | 0 | 0
350 | DRAINS | DRAINS BASES | Tube | PPH |  | PPH - IR welded | DN 65 to DN80 | 0 | 0 | 0 | m |  |  | 0 | 0 | 0
351 | DRAINS | DRAINS BASES | Elbow | PPH |  | PPH - IR welded | DN 65 to DN80 | 0 | 0 | 0 | unit |  |  | 0 | 0 | 0
352 | DRAINS | DRAINS BASES | Valves | PPH |  | PPH - IR welded | DN 65 to DN80 | 0 | 0 | 0 | unit |  |  | 0 | 0 | 0
353 | DRAINS | DRAINS BASES | Test and Certifications |  |  |  |  | 0 | 2 | 2 | unit |  |  | 0 | 0 | 0
354 | DRAINS | DRAINS HF | HF Concentrated - Mix Concentrated Acid - Nitric (T< 100°C) - Diluted Acid (60°C <T <100°C) - Nickel Palladium T<100°C | [6 empty] | 0
355 | DRAINS | DRAINS HF | Tube | PFA + Transparent PVC |  | PFA 450 HP + Transparent PVC | DN25 or Less | 0 | 0 | 0 | m |  |  | 0 | 0 | 0
356 | DRAINS | DRAINS HF | Elbow | PFA |  | PFA 450 HP | DN25 or Less | 0 | 0 | 0 | unit |  |  | 0 | 0 | 0
357 | DRAINS | DRAINS HF | Valves | PFA |  | PFA 450 HP | DN25 or Less | 0 | 0 | 0 | unit |  |  | 0 | 0 | 0
358 | DRAINS | DRAINS HF | Tube | PVDF |  | PVDF PN16 IR welded | DN 32 to DN50 | 0 | 0 | 0 | m |  |  | 0 | 0 | 0
359 | DRAINS | DRAINS HF | Elbow | PVDF |  | PVDF PN16 IR welded | DN 32 to DN50 | 0 | 0 | 0 | unit |  |  | 0 | 0 | 0
360 | DRAINS | DRAINS HF | Valves | PVDF |  | PVDF PN16 IR welded | DN 32 to DN50 | 0 | 0 | 0 | unit |  |  | 0 | 0 | 0
361 | DRAINS | DRAINS HF | Tube | PVDF |  | PVDF PN16 IR welded | DN 65 to DN80 | 0 | 0 | 0 | m |  |  | 0 | 0 | 0
362 | DRAINS | DRAINS HF | Elbow | PVDF |  | PVDF PN16 IR welded | DN 65 to DN80 | 0 | 0 | 0 | unit |  |  | 0 | 0 | 0
363 | DRAINS | DRAINS HF | Valves | PVDF |  | PVDF PN16 IR welded | DN 65 to DN80 | 0 | 0 | 0 | unit |  |  | 0 | 0 | 0
364 | DRAINS | DRAINS HF | Test and Certifications |  |  |  |  | 0 | 0 | 0 | unit |  |  | 0 | 0 | 0
365 | DRAINS | DRAINS Solvent | Solvent (General solvent, Corrosive Solvent, Photo & resist,Polimyde | [6 empty] | 0
366 | DRAINS | DRAINS Solvent | Tube | SS304L |  | SS304L- rolled / welded mech. polish | DN25 or Less | 0 | 0 | 0 | m |  |  | 0 | 0 | 0
367 | DRAINS | DRAINS Solvent | Elbow | SS304L |  | SS304L- rolled / welded mech. polish | DN25 or Less | 0 | 0 | 0 | unit |  |  | 0 | 0 | 0
368 | DRAINS | DRAINS Solvent | Valve | SS304L |  | SS304L- rolled / welded mech. polish | DN25 or Less | 0 | 0 | 0 | unit |  |  | 0 | 0 | 0
369 | DRAINS | DRAINS Solvent | Tube | SS304L |  | SS304L- rolled / welded mech. polish | DN 32 to DN50 | 0 | 0 | 0 | m |  |  | 0 | 0 | 0
370 | DRAINS | DRAINS Solvent | Elbow | SS304L |  | SS304L- rolled / welded mech. polish | DN 32 to DN50 | 0 | 0 | 0 | unit |  |  | 0 | 0 | 0
371 | DRAINS | DRAINS Solvent | Valve | SS304L |  | SS304L- rolled / welded mech. polish | DN 32 to DN50 | 0 | 0 | 0 | unit |  |  | 0 | 0 | 0
372 | DRAINS | DRAINS Solvent | Tube | SS304L |  | SS304L- rolled / welded mech. polish | DN 65 to DN80 | 0 | 0 | 0 | m |  |  | 0 | 0 | 0
373 | DRAINS | DRAINS Solvent | Elbow | SS304L |  | SS304L- rolled / welded mech. polish | DN 65 to DN80 | 0 | 0 | 0 | unit |  |  | 0 | 0 | 0
374 | DRAINS | DRAINS Solvent | Valve | SS304L |  | SS304L- rolled / welded mech. polish | DN 65 to DN80 | 0 | 0 | 0 | unit |  |  | 0 | 0 | 0
375 | DRAINS | DRAINS Solvent | Test and Certifications |  |  |  |  | 0 | 0 | 0 | unit |  |  | 0 | 0 | 0
376 | DRAINS | DRAINS Chemicals containming | Chemicals containming TMAH (TMA,OPD,SP27,ESC) | [6 empty] | 0 | [6 empty] | PP-TUBE
377 | DRAINS | DRAINS Chemicals containming | Tube | PPH or SS304L MIX DEPENDENT |  | PPH - IR welded - SS304L- rolled / welded mech. polish | DN25 or Less | 0 | 0 | 0 | m |  |  | 0 | 0 | 0 | ELB-PP
378 | DRAINS | DRAINS Chemicals containming | Elbow | PPH or SS304L MIX DEPENDENT |  | PPH - IR welded - SS304L- rolled / welded mech. polish | DN25 or Less | 0 | 0 | 0 | unit |  |  | 0 | 0 | 0 | VAL-BAL-PP;VAL-RIT-PP
379 | DRAINS | DRAINS Chemicals containming | Valve | PPH or SS304L MIX DEPENDENT |  | PPH - IR welded - SS304L- rolled / welded mech. polish | DN25 or Less | 0 | 0 | 0 | unit |  |  | 0 | 0 | 0 | PP-TUBE
380 | DRAINS | DRAINS Chemicals containming | Tube | PPH or SS304L MIX DEPENDENT |  | PPH - IR welded - SS304L- rolled / welded mech. polish | DN 32 to DN50 | 0 | 0 | 0 | m |  |  | 0 | 0 | 0 | ELB-PP
381 | DRAINS | DRAINS Chemicals containming | Elbow | PPH or SS304L MIX DEPENDENT |  | PPH - IR welded - SS304L- rolled / welded mech. polish | DN 32 to DN50 | 0 | 0 | 0 | unit |  |  | 0 | 0 | 0 | VAL-BAL-PP;VAL-RIT-PP
382 | DRAINS | DRAINS Chemicals containming | Valve | PPH or SS304L MIX DEPENDENT |  | PPH - IR welded - SS304L- rolled / welded mech. polish | DN 32 to DN50 | 0 | 0 | 0 | unit |  |  | 0 | 0 | 0 | PP-TUBE
383 | DRAINS | DRAINS Chemicals containming | Tube | PPH or SS304L MIX DEPENDENT |  | PPH - IR welded - SS304L- rolled / welded mech. polish | DN 65 to DN80 | 0 | 0 | 0 | m |  |  | 0 | 0 | 0 | ELB-PP
384 | DRAINS | DRAINS Chemicals containming | Elbow | PPH or SS304L MIX DEPENDENT |  | PPH - IR welded - SS304L- rolled / welded mech. polish | DN 65 to DN80 | 0 | 0 | 0 | unit |  |  | 0 | 0 | 0 | VAL-BAL-PP;VAL-RIT-PP
385 | DRAINS | DRAINS Chemicals containming | Valve | PPH or SS304L MIX DEPENDENT |  | PPH - IR welded - SS304L- rolled / welded mech. polish | DN 65 to DN80 | 0 | 0 | 0 | unit |  |  | 0 | 0 | 0
386 | CHEMICALS | CHEMICALS | CHEMICALS | [6 empty] | 0
387 | CHEMICALS | CHEMICALS | Tube for ACID, BASES, SLURRY | PVC + PFA |  | PVC (ext) + PFA 450 HP (int) - 950 HP for HCL | 1/4" to 1/2'' | 0 | 0 | 0 | m |  |  | 0 | 0 | 0 | PFA-TUBE
388 | CHEMICALS | CHEMICALS | Tube for ACID, BASES, SLURRY | PVC + PFA |  | PVC (ext) + PFA 450 HP (int) - 950 HP for HCL | 3/4'' to 1" | 0 | 0 | 0 | m |  |  | 0 | 0 | 0
389 | CHEMICALS | CHEMICALS | Fittings | PFA |  |  |  | 0 | 0 | 0 | unit |  |  | 0 | 0 | 0
390 | CHEMICALS | CHEMICALS | Valves | PFA |  |  |  | 0 | 0 | 0 | unit |  |  | 0 | 0 | 0 | PVDF-TUBE
391 | CHEMICALS | CHEMICALS | Tube for SLURRY | PVC + PFA |  | PVC (ext) + 2 x PFA 450 HP (int) | 1/4" to 1/2'' | 0 | 0 | 0 | m |  |  | 0 | 0 | 0 | ELB-PVDF
392 | CHEMICALS | CHEMICALS | Tube for SLURRY | PVC + PFA |  | PVC (ext) + 2 x PFA 450 HP (int) | 3/4'' to 1" | 0 | 0 | 0 | m |  |  | 0 | 0 | 0 | VAL-BAL-PVDF;VAL-DIA-PVDF;VAL-FARF-PVDF;VAL-RIT-PVDF
393 | CHEMICALS | CHEMICALS | Tube for SOLVENT,EKC,IPA | AISI 304L+PFA |  | 304L (ext) + PFA 450 HP (int) | 1/4'' to 1/2" | 0 | 0 | 0 | m |  |  | 0 | 0 | 0 | PVDF-TUBE
394 | CHEMICALS | CHEMICALS | Tube for SOLVENT,EKC,IPA | AISI 304L+PFA |  | 304L (ext) + PFA 450 HP (int) | 3/4'' to 1" | 0 | 0 | 0 | m |  |  | 0 | 0 | 0 | ELB-PVDF
395 | CHEMICALS | CHEMICALS | Tube for Photosensitive | Grey PVC-C +PFA |  | PVC (ext) + PFA 450 HP (int) | 1/2'' to 3/4" | 0 | 0 | 0 | m |  |  | 0 | 0 | 0 | VAL-BAL-PVDF;VAL-DIA-PVDF;VAL-FARF-PVDF;VAL-RIT-PVDF
396 | CHEMICALS | CHEMICALS | Flareteck | PFA |  |  |  | 0 | 0 | 0 | unit |  |  | 0 | 0 | 0
397 | CHEMICALS | CHEMICALS | Test and Certifications |  |  |  |  | 0 | 0 | 0 | unit |  |  | 0 | 0 | 0
398 | CLEANROOM | CLEANROOM | CLEANROOM | [6 empty] | 0
399 | CLEANROOM | CLEANROOM | Blind tile in ALU 600x600, top cover in PVC | Aluminium |  | die-cast aluminum with reinforcement ribs |  | 0 | 0 | 0 | unit |  |  | 0 | 0 | 0
400 | CLEANROOM | CLEANROOM | Perforated tile in ALU 600x600, top cover in PVC | Aluminium |  | die-cast aluminum with reinforcement ribs |  | 0 | 0 | 0 | unit |  |  | 0 | 0 | 0
401 | CLEANROOM | CLEANROOM | Grid tile in ALU 600x600, top cover in PVC | Aluminium |  | die-cast aluminum with reinforcement ribs |  | 0 | 0 | 0 | unit |  |  | 0 | 0 | 0
402 | CLEANROOM | CLEANROOM | Blind/Perforated tile 600x600 with inspection window (TAGLIO PIASTRELLE E TAMPONATURA ) | Aluminium |  | die-cast aluminum with reinforcement ribs |  | 0 | 1 | 1 | unit |  |  | 0 | 0 | 0
403 | CLEANROOM | CLEANROOM | Cleanroom wall (Supply and installation) | Aluminium |  |  |  | 0 | 0 | 0 | unit |  |  | 0 | 0 | 0
404 | CLEANROOM | CLEANROOM | Cleanroom wall (Rework existing - Only manpower) | Aluminium |  |  |  | 0 | 0 | 0 | unit |  |  | 0 | 0 | 0
405 | GENERAL | GENERAL | OTHER GENERAL | [6 empty] | 0
406 | GENERAL | GENERAL | Pedestal |  |  |  |  | 0 | 0 | 0 | unit |  |  | 0 | 0 | 0
407 | GENERAL | GENERAL | Steel plate |  |  |  |  | 0 | 0 | 0 | unit |  |  | 0 | 0 | 0
408 | GENERAL | GENERAL | Mechanical lines Supports (cda,bulk,pcw,foreline,exac) | unistrut/ Wurth |  | Hot deep Galvanized steel |  | 1 | 35 | 34 | m |  |  | 0 | 0 | 0
409 | GENERAL | GENERAL | Mechanical lines Supports (cda,bulk,pcw,foreline,exac) | unistrut/ Wurth |  | Stainless Steel |  | 1 | 95 | 94 | m |  |  | 0 | 0 | 0
410 | GENERAL | GENERAL | Facilities Panels (Only structure) | aisi |  | aisi 304 |  | 3 | 4 | 1 | unit |  |  | 0 | 0 | 0
411 | GENERAL | GENERAL | Gas box (complete of valves and fittings) | AISI |  |  |  | 0 | 0 | 0 | unit |  |  | 0 | 0 | 0
412 | GENERAL | GENERAL | Cable tray for mechanical and electrical lines | 304L |  | Hot deep Galvanized steel (epoxy painted in Cleanroom) | WIDTH 50 to 100 | 0 | 45.4 | 45.4 | m |  |  | 0 | 0 | 0
413 | GENERAL | GENERAL | Cable tray for mechanical and electrical lines | 304L |  | Hot deep Galvanized steel (epoxy painted in Cleanroom) | WIDTH 150 to 200 | 55 | 27.6 | -27.4 | m |  |  | 0 | 0 | 0
414 | GENERAL | GENERAL | Cable tray for mechanical and electrical lines | 304L |  | Hot deep Galvanized steel (epoxy painted in Cleanroom) | WIDTH 250 or above | 75 | 10 | -65 | m |  |  | 0 | 0 | 0
415 | GENERAL | GENERAL | Infills | factori mutual |  | factory mutual |  | 0 | 0 | 0 | m2 |  |  | 0 | 0 | 0
416 | GENERAL | GENERAL | Facilities Protections | 304L |  | Cable trays or similar |  | 0 | 0 | 0 | m |  |  | 0 | 0 | 0
417 | GENERAL | GENERAL | Coibentation | trocellen class M1 |  |  | 3/4" to 1/2" | 0 | 0 | 0 | m |  |  | 0 | 0 | 0
418 | GENERAL | GENERAL | Coibentation | trocellen class M1 |  |  | 1" to 1 1/2" | 24 | 0 | -24 | m |  |  | 0 | 0 | 0
419 | GENERAL | GENERAL | LIM - Tube | Twisted SS ext. |  |  |  | 78 | 0 | -78 | m |  |  | 0 | 0 | 0
420 | GENERAL | GENERAL | LIM - Tube | PFA |  |  |  | 0 | 0 | 0 | m |  |  | 0 | 0 | 0
421 | GENERAL | GENERAL | LIM - Valves |  |  | PN16 |  | 0 | 0 | 0 | unit |  |  | 0 | 0 | 0
422 | GENERAL | GENERAL | Cables/tubes laying support |  |  | manpower |  | 30 | 30 | 0 | hours |  |  | 0 | 0 | 0
423 | GENERAL | GENERAL | Rilsan tube | PFA |  |  | 1/4" | 6 | 6 | 0 | m |  |  | 0 | 0 | 0
424 | GENERAL | GENERAL | Heat tracing for specialty gases | Cables + Cooibentation |  |  |  | 0 | 0 | 0 | unit |  |  | 0 | 0 | 0
425 | GENERAL | GENERAL | Control box for Specialty gases Heat tracing |  |  |  |  | 0 | 0 | 0 | unit |  |  | 0 | 0 | 0
426 | GENERAL | GENERAL | Gas detection,VMB,GAS Stick, PNEUMATIC VALVES interconnections | PFA |  |  |  | 0 | 0 | 0 | m |  |  | 0 | 0 | 0
427 | GENERAL | GENERAL | Termometer |  |  |  |  | 5 | 0 | -5 | unit |  |  | 0 | 0 | 0
428 | GENERAL | GENERAL | Labels (all facilites, tool, subequipment, electrical) |  |  |  |  | 1 | 140 | 139 | unit/m |  |  | 0 | 0 | 0
429 | GENERAL | GENERAL | Documentation (DM37 or local law requirements)) |  |  |  |  | 1 | 1 | 0 | unit |  |  | 0 | 0 | 0
430 | GENERAL | GENERAL | Indirect costs (Project Management, other…...) |  |  |  |  | 1 | 1 | 0 | unit |  |  | 0 | 0 | 0
0
Technical specification details on HOOK-UP STANDARD BOOK or Fab Documentsd
|  | Important information | The cable lengths and calculation results in the PID and the calculation note are estimates to be confirmed by the installer on site.
Hook-up Electric
N° |  | CODE | FACILITIES | MATERIALS | BRAND | CHARACTERISTICS | OTHER | Quantity Supplier | AS BUILT | DELTA | unit |  |  |  |  | Total
1 | POWER | CABLES | CABLES | [6 empty] | 0
2 | POWER | CABLES | Power Cable | FG16M16 (CPR Compliant) |  | FG16OM16 1X240mm2 |  | 0 | 60 | 60 | m |  |  | 0 | 0 | 0
3 | POWER | CABLES | Power Cable | FG16M16 (CPR Compliant) |  | FG16OM16 1X185mm2 |  | 300 | 0 | -300 | m |  |  | 0 | 0 | 0
4 | POWER | CABLES | Power Cable | FG16M16 (CPR Compliant) |  | FG16OM16 1X150mm2 |  | 250 | 360 | 110 | m |  |  | 0 | 0 | 0
5 | POWER | CABLES | Power Cable | FG16M16 (CPR Compliant) |  | FG16OM16 1X120mm2 |  | 120 | 0 | -120 | m |  |  | 0 | 0 | 0
6 | POWER | CABLES | Power Cable | FG16M16 (CPR Compliant) |  | FG16OM16 1X95mm2 |  | 0 | 0 | 0 | m |  |  | 0 | 0 | 0
7 | POWER | CABLES | Power Cable | FG16M16 (CPR Compliant) |  | FG16OM16 1X70mm2 |  | 80 | 0 | -80 | m |  |  | 0 | 0 | 0
8 | POWER | CABLES | Power Cable | FG16M16 (CPR Compliant) |  | FG16OM16 1X50mm2 |  | 0 | 0 | 0 | m |  |  | 0 | 0 | 0
9 | POWER | CABLES | Power Cable | FG16M16 (CPR Compliant) |  | FG16OM16 1X35mm2 |  | 0 | 0 | 0 | m |  |  | 0 | 0 | 0
10 | POWER | CABLES | Power Cable | FG16M16 (CPR Compliant) |  | FG16OM16 1X25mm2 |  | 90 | 0 | -90 | m |  |  | 0 | 0 | 0
11 | POWER | CABLES | Power Cable | FG16M16 (CPR Compliant) |  | FG16OM16 2X2,5 |  | 120 | 0 | -120 | m |  |  | 0 | 0 | 0
12 | POWER | CABLES | Power Cable | FG16M16 (CPR Compliant) |  | FG16OM16 2X6 |  | 20 | 0 | -20 | m |  |  | 0 | 0 | 0
13 | POWER | CABLES | Power Cable | FG16M16 (CPR Compliant) |  | FG16OM16 2X16 |  | 0 | 0 | 0 | m |  |  | 0 | 0 | 0
14 | POWER | CABLES | Power Cable | FG16M16 (CPR Compliant) |  | FG16OM16 2X25 |  | 0 | 0 | 0 | m |  |  | 0 | 0 | 0
15 | POWER | CABLES | Power Cable | FG16M16 (CPR Compliant) |  | FG16OM16 2X35 |  | 0 | 0 | 0 | m |  |  | 0 | 0 | 0
16 | POWER | CABLES | Power Cable | FG16M16 (CPR Compliant) |  | FG16OM16 1X2,5 |  | 0 | 0 | 0 | m |  |  | 0 | 0 | 0
17 | POWER | CABLES | Power Cable | FG16M16 (CPR Compliant) |  | FG16OM16 1X6 |  | 0 | 0 | 0 | m |  |  | 0 | 0 | 0
18 | POWER | CABLES | Power Cable | FG16M16 (CPR Compliant) |  | FG16OM16 1X16 |  | 0 | 0 | 0 | m |  |  | 0 | 0 | 0
19 | POWER | CABLES | Power Cable | FG16M16 (CPR Compliant) |  | FG16OM16 3G1,5mm2 |  | 0 | 0 | 0 | m |  |  | 0 | 0 | 0
20 | POWER | CABLES | Power Cable | FG16M16 (CPR Compliant) |  | FG16OM16 3G2,5mm2 |  | 0 | 20 | 20 | m |  |  | 0 | 0 | 0
21 | POWER | CABLES | Power Cable | FG16M16 (CPR Compliant) |  | FG16OM16 3G4mm2 |  | 0 | 0 | 0 | m |  |  | 0 | 0 | 0
22 | POWER | CABLES | Power Cable | FG16M16 (CPR Compliant) |  | FG16OM16 3G6mm2 |  | 10 | 0 | -10 | m |  |  | 0 | 0 | 0
23 | POWER | CABLES | Power Cable | FG16M16 (CPR Compliant) |  | FG16OM16 3g10mm2 |  | 0 | 0 | 0 | m |  |  | 0 | 0 | 0
24 | POWER | CABLES | Power Cable | FG16M16 (CPR Compliant) |  | FG16OM16 3g16mm2 |  | 0 | 0 | 0 | m |  |  | 0 | 0 | 0
25 | POWER | CABLES | Power Cable | FG16M16 (CPR Compliant) |  | FG16OM16 3g25mm2 |  | 0 | 0 | 0 | m |  |  | 0 | 0 | 0
26 | POWER | CABLES | Power Cable | FG16M16 (CPR Compliant) |  | FG16OM16 4G1,5mm2 |  | 0 | 0 | 0 | m |  |  | 0 | 0 | 0
27 | POWER | CABLES | Power Cable | FG16M16 (CPR Compliant) |  | FG16OM16 4G2,5mm2 |  | 0 | 70 | 70 | m |  |  | 0 | 0 | 0
28 | POWER | CABLES | Power Cable | FG16M16 (CPR Compliant) |  | FG16OM16 4G4mm2 |  | 50 | 25 | -25 | m |  |  | 0 | 0 | 0
29 | POWER | CABLES | Power Cable | FG16M16 (CPR Compliant) |  | FG16OM16 4G6mm2 |  | 65 | 0 | -65 | m |  |  | 0 | 0 | 0
30 | POWER | CABLES | Power Cable | FG16M16 (CPR Compliant) |  | FG16OM16 4G10mm2 |  | 20 | 0 | -20 | m |  |  | 0 | 0 | 0
31 | POWER | CABLES | Power Cable | FG16M16 (CPR Compliant) |  | FG16OM16 4G16mm2 |  | 0 | 0 | 0 | m |  |  | 0 | 0 | 0
32 | POWER | CABLES | Power Cable | FG16M16 (CPR Compliant) |  | FG16OM16 4G25mm2 |  | 0 | 0 | 0 | m |  |  | 0 | 0 | 0
33 | POWER | CABLES | Power Cable | FG16M16 (CPR Compliant) |  | FG16OM16 5G1,5mm2 |  | 0 | 0 | 0 | m |  |  | 0 | 0 | 0
34 | POWER | CABLES | Power Cable | FG16M16 (CPR Compliant) |  | FG16OM16 5G2,5mm2 |  | 0 | 0 | 0 | m |  |  | 0 | 0 | 0
35 | POWER | CABLES | Power Cable | FG16M16 (CPR Compliant) |  | FG16OM16 5G4mm2 |  | 0 | 0 | 0 | m |  |  | 0 | 0 | 0
36 | POWER | CABLES | Power Cable | FG16M16 (CPR Compliant) |  | FG16OM16 5G6mm2 |  | 0 | 0 | 0 | m |  |  | 0 | 0 | 0
37 | POWER | CABLES | Power Cable | FG16M16 (CPR Compliant) |  | FG16OM16 5G10mm2 |  | 0 | 0 | 0 | m |  |  | 0 | 0 | 0
38 | POWER | CABLES | Power Cable | FG16M16 (CPR Compliant) |  | FG16OM16 5G16mm2 |  | 0 | 0 | 0 | m |  |  | 0 | 0 | 0
39 | POWER | CABLES | Power Cable | FG16M16 (CPR Compliant) |  | FG16OM16 5G25mm2 |  | 0 | 0 | 0 | m |  |  | 0 | 0 | 0
40 | POWER | CABLES | Ground Cable | FG17GVB (CPR Compliant) |  | FG17-GVB 1X240mm2 |  | 0 | 0 | 0 | m |  |  | 0 | 0 | 0
41 | POWER | CABLES | Ground Cable | FG17GVB (CPR Compliant) |  | FG17-GVB 1X185mm2 |  | 40 | 0 | -40 | m |  |  | 0 | 0 | 0
42 | POWER | CABLES | Ground Cable | FG17GVB (CPR Compliant) |  | FG17-GVB 1X150mm2 |  | 40 | 50 | 10 | m |  |  | 0 | 0 | 0
43 | POWER | CABLES | Ground Cable | FG17GVB (CPR Compliant) |  | FG17-GVB 1X120mm2 |  | 0 | 18 | 18 | m |  |  | 0 | 0 | 0
44 | POWER | CABLES | Ground Cable | FG17GVB (CPR Compliant) |  | FG17-GVB 1X95mm2 |  | 0 | 0 | 0 | m |  |  | 0 | 0 | 0
45 | POWER | CABLES | Ground Cable | FG17GVB (CPR Compliant) |  | FG17-GVB 1X70mm2 |  | 20 | 0 | -20 | m |  |  | 0 | 0 | 0
46 | POWER | CABLES | Ground Cable | FG17GVB (CPR Compliant) |  | FG17-GVB 1X50mm2 |  | 0 | 0 | 0 | m |  |  | 0 | 0 | 0
47 | POWER | CABLES | Ground Cable | FG17GVB (CPR Compliant) |  | FG17-GVB 1X35mm2 |  | 0 | 0 | 0 | m |  |  | 0 | 0 | 0
48 | POWER | CABLES | Ground Cable | FG17GVB (CPR Compliant) |  | FG17-GVB 1X25mm2 |  | 70 | 0 | -70 | m |  |  | 0 | 0 | 0
49 | POWER | CABLES | Shielderd Cable | FROR16 |  | FROR 2X1mm2 sch |  | 0 | 0 | 0 | m |  |  | 0 | 0 | 0
50 | POWER | CABLES | Signal cable Type RJ45 |  |  |  |  | 0 | 10 | 10 | m |  |  | 0 | 0 | 0
51 | POWER | TRANSFORMER | Tranformer |  |  | 25KVa |  | 0 | 0 | 0 | unit |  |  | 0 | 0 | 0
52 | POWER | TRANSFORMER | Tranformer |  |  | 50KVa |  | 0 | 0 | 0 | unit |  |  | 0 | 0 | 0
53 | POWER | TRANSFORMER | Tranformer |  |  | 75KVa |  | 0 | 0 | 0 | unit |  |  | 0 | 0 | 0
54 | POWER | TRANSFORMER | Tranformer |  |  | 100KVa |  | 1 | 0 | -1 | unit |  |  | 0 | 0 | 0
55 | POWER | TRANSFORMER | Tranformer |  |  | 160KVa |  | 0 | 0 | 0 | unit |  |  | 0 | 0 | 0
56 | POWER | TRANSFORMER | Tranformer |  |  | >160 Kva |  | 0 | 0 | 0 | unit |  |  | 0 | 0 | 0
57 | POWER | SOCKET | SOCKET | [6 empty] | 0
58 | POWER | SOCKET | Interlocked socket + Plug | IP44 |  | 2P+T 16A |  | 0 | 0 | 0 | unit |  |  | 0 | 0 | 0
59 | POWER | SOCKET | Interlocked socket + Plug | IP44 |  | 2P+T 32A |  | 1 | 0 | -1 | unit |  |  | 0 | 0 | 0
60 | POWER | SOCKET | Interlocked socket + Plug | IP44 |  | 3P+T 16A |  | 0 | 3 | 3 | unit |  |  | 0 | 0 | 0
61 | POWER | SOCKET | Interlocked socket + Plug | IP44 |  | 3P+T 32A |  | 6 | 1 | -5 | unit |  |  | 0 | 0 | 0
62 | POWER | SOCKET | Interlocked socket + Plug | IP44 |  | 3P+N+T 16A |  | 0 | 0 | 0 | unit |  |  | 0 | 0 | 0
63 | POWER | SOCKET | Interlocked socket + Plug | IP44 |  | 3P+N+T 32A |  | 0 | 0 | 0 | unit |  |  | 0 | 0 | 0
64 | POWER | SOCKET | Interlocked socket + Plug | IP44 |  | other |  | 0 | 0 | 0 | unit |  |  | 0 | 0 | 0
65 | POWER | SOCKET | Service plug | Universal plug |  | 2P+T 10/16 A + SHUKO |  | 0 | 1 | 1 | unit |  |  | 0 | 0 | 0
66 | POWER | SOCKET | Service plug | Universal plug |  | 2P+T 32 |  | 0 | 0 | 0 | unit |  |  | 0 | 0 | 0
67 | POWER | BREACKERS | BREAKERS | [6 empty] | 0
68 | POWER | BREACKERS | Differential Magnetothermic Breaker |  |  | Various sizes |  | 0 | 0 | 0 | unit |  |  | 0 | 0 | 0
69 | POWER | BREACKERS | Magnetothermic Breacker | curva C/D |  | 2X16A to 2X32 A |  | 1 | 0 | -1 | unit |  |  | 0 | 0 | 0
70 | POWER | BREACKERS | Magnetothermic Breacker | curva C/D |  | 3X16A to 3X25 A |  | 0 | 0 | 0 | unit |  |  | 0 | 0 | 0
71 | POWER | BREACKERS | Magnetothermic Breacker | curva C/D |  | 3X32A to 3X50 A |  | 0 | 0 | 0 | unit |  |  | 0 | 0 | 0
72 | POWER | BREACKERS | Magnetothermic Breacker | curva C/D |  | 3X80A to 3X125 A |  | 0 | 0 | 0 | unit |  |  | 0 | 0 | 0
73 | POWER | BREACKERS | Magnetothermic Breacker | curva C/D |  | 4X32A to 4X50A |  | 0 | 0 | 0 | unit |  |  | 0 | 0 | 0
74 | POWER | BREACKERS | Magnetothermic Breacker | curva C/D |  | 4X80A to 4X125A |  | 0 | 0 | 0 | unit |  |  | 0 | 0 | 0
75 | POWER | BREACKERS | Modular Switchboard | IP54/IP55/IP56/IP65 KAEDRA |  | 4 modules |  | 0 | 0 | 0 | unit |  |  | 0 | 0 | 0
76 | POWER | BREACKERS | Modular Switchboard | IP54/IP55/IP56/IP65 KAEDRA |  | 8 modules |  | 0 | 0 | 0 | unit |  |  | 0 | 0 | 0
77 | POWER | BREACKERS | Modular Switchboard | IP54/IP55/IP56/IP65 KAEDRA |  | 12 modules |  | 0 | 0 | 0 | unit |  |  | 0 | 0 | 0
78 | POWER | BREACKERS | Modular Switchboard | IP54/IP55/IP56/IP65 KAEDRA |  | 24 modules |  | 0 | 0 | 0 | unit |  |  | 0 | 0 | 0
79 | POWER | BREACKERS | Modular Switchboard | IP54/IP55/IP56/IP65 KAEDRA |  | 36 modules |  | 0 | 0 | 0 | unit |  |  | 0 | 0 | 0
80 | POWER | BREACKERS | Electrical Box | IP54/IP55/IP56/IP65 |  | Various sizes |  | 0 | 0 | 0 | unit |  |  | 0 | 0 | 0
81 | POWER | BREACKERS | Electrical Cabinet (BOX) | IP54/IP55/IP56/IP65 |  | 1200x250x2000 or similar |  | 1 | 1 | 0 | unit |  |  | 0 | 0 | 0
82 | POWER | BUSSBAR/JUNCTION BOX | Electrical Busbarr cassette/Junction box |  |  | 3T+N 25A |  | 0 | 0 | 0 | unit |  |  | 0 | 0 | 0
83 | POWER | BUSSBAR/JUNCTION BOX | Electrical Busbarr cassette/Junction box |  |  | 3T+N 32A |  | 0 | 0 | 0 | unit |  |  | 0 | 0 | 0
84 | POWER | BUSSBAR/JUNCTION BOX | Electrical Busbarr cassette/Junction box |  |  | 3T+N 40A |  | 0 | 0 | 0 | unit |  |  | 0 | 0 | 0
85 | POWER | BUSSBAR/JUNCTION BOX | Electrical Busbarr cassette/Junction box |  |  | 3T+N 63A |  | 0 | 0 | 0 | unit |  |  | 0 | 0 | 0
86 | POWER | BUSSBAR/JUNCTION BOX | Electrical Busbarr cassette/Junction box |  |  | 3T+N 125A |  | 0 | 0 | 0 | unit |  |  | 0 | 0 | 0
87 | POWER | BUSSBAR/JUNCTION BOX | Electrical Busbarr cassette/Junction box |  |  | 3T+N 250A |  | 0 | 0 | 0 | unit |  |  | 0 | 0 | 0
88 | POWER | BUSSBAR/JUNCTION BOX | Electrical Busbarr cassette/Junction box |  |  | 3T+N 400A |  | 0 | 0 | 0 | unit |  |  | 0 | 0 | 0
89 | POWER | BUSSBAR/JUNCTION BOX | Electrical Busbarr cassette/Junction box |  |  | 3T+N 630A |  | 0 | 0 | 0 | unit |  |  | 0 | 0 | 0
90 | POWER | BUSSBAR/JUNCTION BOX | Industrial Fuses |  |  | various size |  | 0 | 0 | 0 | unit |  |  | 0 | 0 | 0
91 | POWER | BUSSBAR/JUNCTION BOX | FLEXIBLE INOX SHEAT | aisi 304 |  | D15 to D50 |  | 0 | 0 | 0 | m |  |  | 0 | 0 | 0
92 | POWER | BUSSBAR/JUNCTION BOX | TUBE SHEAT | aisi 304 |  | D20 to D40 |  | 0 | 0 | 0 | m |  |  | 0 | 0 | 0
93 | POWER | GENERAL | OTHER GENERAL | [6 empty] | 0
94 | POWER | GENERAL | Manpower (8-17) to support cable installation |  |  |  |  | 20 | 148 | 128 | Hours |  |  | 0 | 0 | 0
95 | POWER | GENERAL | Test and certificatons |  |  |  |  | 13 | 2 | -11 | unit |  |  | 0 | 0 | 0
96 | POWER | GENERAL | Electrical project |  |  |  |  | 0 | 0 | 0 | unit |  |  | 0 | 0 | 0
97 | POWER | GENERAL | Documentation (DM37) |  |  |  |  | 1 | 1 | 0 | unit |  |  | 0 | 0 | 0
98 | POWER | GENERAL | Mechanical lines Supports (cda,bulk,pcw,foreline,exac) | unistrut/ Wurth |  | Hot deep Galvanized steel |  | 1 | 1 | 0 | m |  |  | 0 | 0 | 0
99 | POWER | GENERAL | Mechanical lines Supports (cda,bulk,pcw,foreline,exac) | unistrut/ Wurth |  | Stainless Steel |  | 1 | 1 | 0 | m |  |  | 0 | 0 | 0
0
|  | SAFETY COSTS | [8 empty] | Euro
0
N° |  | CODE | FACILITIES | MATERIALS | BRAND | CHARACTERISTICS | DIAMETER | Quantity Supplier | ASBUILT | DELTA | unit |  |  | Total Price Material | Total Price Manpower | Total
1 | VACUUM | PV | GASEOUS FLUIDS | [6 empty] | 0
2 | VACUUM | PV | PV | [6 empty] | 0
3 | VACUUM | PV | Other |  |  |  |  | 0 | 0 | 0 |  |  |  | 0 | 0 | 0
4 | VACUUM | PV | Other |  |  |  |  | 0 | 0 | 0 |  |  |  | 0 | 0 | 0
5 | VACUUM | PV | Other |  |  |  |  | 0 | 0 | 0 |  |  |  | 0 | 0 | 0
6 | VACUUM | PV | Other |  |  |  |  | 0 | 0 | 0 |  |  |  | 0 | 0 | 0
7 | VACUUM | PV | Other |  |  |  |  | 0 | 0 | 0 |  |  |  | 0 | 0 | 0
8 | VACUUM | PV | Other |  |  |  |  | 0 | 0 | 0 |  |  |  | 0 | 0 | 0
9 | VACUUM | PV | Other |  |  |  |  | 0 | 0 | 0 |  |  |  | 0 | 0 | 0
10 | VACUUM | PV | Other |  |  |  |  | 0 | 0 | 0 |  |  |  | 0 | 0 | 0
11 | VACUUM | PV | Other |  |  |  |  | 0 | 0 | 0 |  |  |  | 0 | 0 | 0
12 | VACUUM | PV | Other |  |  |  |  | 0 | 0 | 0 |  |  |  | 0 | 0 | 0
13 | GASES | BULK GASES | BULK GASES (N2uhp / Aruhp /Heuhp / O2uhp) | [6 empty] | 0
14 | GASES | BULK GASES | FITTINGS |  |  |  | 1/2" to 3/4" | 0 | 2 | 2 | 47.25 |  |  | 0 | 0 | 0
15 | GASES | BULK GASES | FITTINGS |  |  |  | 1/4" to 3/8" | 0 | 29 | 29 | 39.25 |  |  | 0 | 0 | 0
16 | GASES | BULK GASES | TEE REDUCING |  |  |  | 3/4" X 1/4" | 0 | 0 | 0 |  |  |  | 0 | 0 | 0
17 | GASES | BULK GASES | LONG HVCR + VCR |  |  |  | 1/4" to 3/8" | 0 | 0 | 0 |  |  |  | 0 | 0 | 0
18 | GASES | BULK GASES | TEE EGUAL |  |  |  | 3/8" | 0 | 0 | 0 |  |  |  | 0 | 0 | 0
19 | GASES | BULK GASES | TEE REDUCING |  |  |  | 3/4" X 3/8" | 0 | 0 | 0 |  |  |  | 0 | 0 | 0
20 | GASES | BULK GASES | [5 empty] | 0 | 0 | 0 |  |  |  | 0 | 0 | 0
21 | GASES | BULK GASES | Other |  |  |  |  | 0 | 0 | 0 |  |  |  | 0 | 0 | 0
22 | GASES | BULK GASES | Other |  |  |  |  | 0 | 0 | 0 |  |  |  | 0 | 0 | 0
23 | GASES | BULK GASES | Other |  |  |  |  | 0 | 0 | 0 |  |  |  | 0 | 0 | 0
24 | GASES | CDA/O2S | CDA/O2-Scr | [6 empty] | 0
25 | GASES | CDA/O2S | FITTINGS |  |  |  | 1" | 0 |  | 0 | 74.25 |  |  | 0 | 0 | 0
26 | GASES | CDA/O2S | TEE REDUCING |  |  |  | 1" to 3/4" | 0 |  | 0 | 74.25 |  |  | 0 | 0 | 0
27 | GASES | CDA/O2S | Fittings tee |  |  |  | 1/2"-3/4" | 0 | 29 | 29 | 75.25 |  |  | 0 | 0 | 0
28 | GASES | CDA/O2S | FITTINGS Tappo |  |  |  | 3/4" | 0 |  | 0 | 33.5 |  |  | 0 | 0 | 0
29 | GASES | CDA/O2S | Fittings |  |  |  | 1/4" to 3/8" | 0 |  | 0 | 28.8 |  |  | 0 | 0 | 0
30 | GASES | CDA/O2S | Other |  |  |  |  | 0 |  | 0 | 0 |  |  | 0 | 0 | 0
31 | GASES | CDA/O2S | Other |  |  |  |  | 0 |  | 0 | 0 |  |  | 0 | 0 | 0
32 | GASES | CDA/O2S | Other |  |  |  |  | 0 |  | 0 | 0 |  |  | 0 | 0 | 0
33 | GASES | CDA/O2S | Other |  |  |  |  | 0 |  | 0 | 0 |  |  | 0 | 0 | 0
34 | GASES | CDA/O2S | Other |  |  |  |  | 0 |  | 0 | 0 |  |  | 0 | 0 | 0
35 | GASES | SN2 | SN2 | [6 empty] | 0 | 0
36 | GASES | SN2 | FITTINGS |  |  |  | 1/2" to 3/4" | 0 | 28 | 28 | 33.5 |  |  | 0 | 0 | 0
37 | GASES | SN2 | ELBOW 90° |  |  |  | 1/2" to 3/4" | 0 |  | 0 | 0 |  |  | 0 | 0 | 0
38 | GASES | SN2 | TEE REDUCING |  |  |  | 3/4" X 3/8" - 1/4" | 0 |  | 0 | 74.25 |  |  | 0 | 0 | 0
39 | GASES | SN2 | TEE REDUCING |  |  |  | 1" X 3/4" | 0 |  | 0 | 155.25 |  |  | 0 | 0 | 0
40 | GASES | SN2 | TEE EGUAL |  |  |  | 1" | 0 |  | 0 | 155.25 |  |  | 0 | 0 | 0
41 | GASES | SN2 | TEE REDUCING |  |  |  | 3/4" X 1/2" | 0 |  | 0 | 74.25 |  |  | 0 | 0 | 0
42 | GASES | SN2 | Riduzioni |  |  |  | 3/4" X 3/8" | 0 |  | 0 | 68.25 |  |  | 0 | 0 | 0
43 | GASES | SN2 | Riduzioni |  |  |  | 1/2" X 3/8" | 0 |  | 0 | 68.25 |  |  | 0 | 0 | 0
44 | GASES | SN2 | Riduzioni |  |  |  | 1" X 1/2" | 0 |  | 0 | 75.25 |  |  | 0 | 0 | 0
45 | GASES | SN2 | Fittings |  |  |  | 1/4" to 3/8" | 0 | 5 | 5 | 28.8 |  |  | 0 | 0 | 0
46 | GASES | Gas Single Envel. | Specilaty Gas Single envelope (INERTS) ArXeNe,CO2,HeN2,KrNe,Xe,C4F8,ArHe,C2F6,CF4,CHF3,CO2,N2O,O2He,SF6,H2N2-3%,O2N2 | [6 empty] | 0
47 | GASES | Gas Single Envel. | Other |  |  |  |  | 0 | 0 | 0 |  |  |  | 0 | 0 | 0
48 | GASES | Gas Single Envel. | Other |  |  |  |  | 0 | 0 | 0 |  |  |  | 0 | 0 | 0
49 | GASES | Gas Single Envel. | Other |  |  |  |  | 0 | 0 | 0 |  |  |  | 0 | 0 | 0
50 | GASES | Gas Single Envel. | Other |  |  |  |  | 0 | 0 | 0 |  |  |  | 0 | 0 | 0
51 | GASES | Gas Single Envel. | Other |  |  |  |  | 0 | 0 | 0 |  |  |  | 0 | 0 | 0
52 | GASES | Gas Single Envel. | Other |  |  |  |  | 0 | 0 | 0 |  |  |  | 0 | 0 | 0
53 | GASES | Gas Single Envel. | Other |  |  |  |  | 0 | 0 | 0 |  |  |  | 0 | 0 | 0
54 | GASES | Gas Single Envel. | Other |  |  |  |  | 0 | 0 | 0 |  |  |  | 0 | 0 | 0
55 | GASES | Gas Single Envel. | Other |  |  |  |  | 0 | 0 | 0 |  |  |  | 0 | 0 | 0
56 | GASES | Gas Single Envel. | Other |  |  |  |  | 0 | 0 | 0 |  |  |  | 0 | 0 | 0
57 | GASES | Gas Double Envel. | Specilaty Gas Double envelope (Toxic,Flammable,Corrosive) 4%B2H6/H2,CH4/Ar10%,CH3F,CO,PH3,SiH4,C4F6,CH2F2,DCS,TMS,He/N2,NF3,CH4,NO,O3,H2,SiH2Cl2,NH3,N2H2,He/H2-5%,,TEOS,TCS,C2H2,DCE-TRANSLC,TEB,TDMAT,F2KrNe,Cl2,HBr,HCl,BF3,SiF4,TEPO,HCD,SO2,BCl3,HF,N2O,5%B2H6/N2,F2ArNe,BCl3,WF6,SiCl4 | [6 empty] | 0
58 | GASES | Gas Double Envel. | Other |  |  |  |  | 0 | 0 | 0 |  |  |  | 0 | 0 | 0
59 | GASES | Gas Double Envel. | Other |  |  |  |  | 0 | 0 | 0 |  |  |  | 0 | 0 | 0
60 | GASES | Gas Double Envel. | Other |  |  |  |  | 0 | 0 | 0 |  |  |  | 0 | 0 | 0
61 | GASES | Gas Double Envel. | Other |  |  |  |  | 0 | 0 | 0 |  |  |  | 0 | 0 | 0
62 | GASES | Gas Double Envel. | Other |  |  |  |  | 0 | 0 | 0 |  |  |  | 0 | 0 | 0
63 | GASES | Gas Double Envel. | Other |  |  |  |  | 0 | 0 | 0 |  |  |  | 0 | 0 | 0
64 | GASES | Gas Double Envel. | Other |  |  |  |  | 0 | 0 | 0 |  |  |  | 0 | 0 | 0
65 | GASES | Gas Double Envel. | Other |  |  |  |  | 0 | 0 | 0 |  |  |  | 0 | 0 | 0
66 | GASES | Gas Double Envel. | Other |  |  |  |  | 0 | 0 | 0 |  |  |  | 0 | 0 | 0
67 | GASES | Gas Double Envel. | Other |  |  |  |  | 0 | 0 | 0 |  |  |  | 0 | 0 | 0
68 | WATER | PCW | LIQUID FLUIDS | [6 empty] | 0
69 | WATER | PCW | PCW | [6 empty] | 0
70 | WATER | PCW | termomanometro |  |  |  |  | 0 |  | 0 |  |  |  | 0 | 0 | 0
71 | WATER | PCW | manometro | inox 304 |  |  |  | 0 |  | 0 |  |  |  | 0 | 0 | 0
72 | WATER | PCW | valvola di ritegno | PVDF ST |  |  |  | 0 |  | 0 |  |  |  | 0 | 0 | 0
73 | WATER | PCW | Other Flange+gasket+clamp (FLAN)(GASK) |  |  |  | 1/2' | 0 | 19 | 19 |  |  |  | 0 | 0 | 0
74 | WATER | PCW | Other Flange+gasket+clamp (FLAN)(GASK) |  |  |  | 3/4" | 0 | 42 | 42 |  |  |  | 0 | 0 | 0
75 | WATER | PCW | Other Flange+gasket+clamp (FLAN)(GASK) |  |  |  | 1"-1-1/2" | 0 | 26 | 26 |  |  |  | 0 | 0 | 0
76 | WATER | PCW | Other Flange+gasket+clamp (FLAN)(GASK) |  |  |  | 2" - 3"- DN80 | 0 | 28 | 28 |  |  |  | 0 | 0 | 0
77 | WATER | PCW | Other |  |  |  |  | 0 |  | 0 |  |  |  | 0 | 0 | 0
78 | WATER | PCW | Other |  |  |  |  | 0 |  | 0 |  |  |  | 0 | 0 | 0
79 | WATER | PCW | Other |  |  |  |  | 0 |  | 0 |  |  |  | 0 | 0 | 0
80 | WATER | PSW | PSW | [6 empty] | 0
81 | WATER | PSW | Other |  |  |  |  | 0 | 0 | 0 |  |  |  | 0 | 0 | 0
82 | WATER | PSW | Other |  |  |  |  | 0 | 0 | 0 |  |  |  | 0 | 0 | 0
83 | WATER | PSW | Other |  |  |  |  | 0 | 0 | 0 |  |  |  | 0 | 0 | 0
84 | WATER | PSW | Other |  |  |  |  | 0 | 0 | 0 |  |  |  | 0 | 0 | 0
85 | WATER | PSW | Other |  |  |  |  | 0 | 0 | 0 |  |  |  | 0 | 0 | 0
86 | WATER | PSW | Other |  |  |  |  | 0 | 0 | 0 |  |  |  | 0 | 0 | 0
87 | WATER | PSW | Other |  |  |  |  | 0 | 0 | 0 |  |  |  | 0 | 0 | 0
88 | WATER | PSW | Other |  |  |  |  | 0 | 0 | 0 |  |  |  | 0 | 0 | 0
89 | WATER | PSW | Other |  |  |  |  | 0 | 0 | 0 |  |  |  | 0 | 0 | 0
90 | WATER | PSW | Other |  |  |  |  | 0 | 0 | 0 |  |  |  | 0 | 0 | 0
91 | GASES | CH4 TPU | CH4 TPU | [6 empty] | 0
92 | GASES | CH4 TPU | Other |  |  |  |  | 0 | 0 | 0 |  |  |  | 0 | 0 | 0
93 | GASES | CH4 TPU | Other |  |  |  |  | 0 | 0 | 0 |  |  |  | 0 | 0 | 0
94 | GASES | CH4 TPU | Other |  |  |  |  | 0 | 0 | 0 |  |  |  | 0 | 0 | 0
95 | GASES | CH4 TPU | Other |  |  |  |  | 0 | 0 | 0 |  |  |  | 0 | 0 | 0
96 | GASES | CH4 TPU | Other |  |  |  |  | 0 | 0 | 0 |  |  |  | 0 | 0 | 0
97 | GASES | CH4 TPU | Other |  |  |  |  | 0 | 0 | 0 |  |  |  | 0 | 0 | 0
98 | GASES | CH4 TPU | Other |  |  |  |  | 0 | 0 | 0 |  |  |  | 0 | 0 | 0
99 | GASES | CH4 TPU | Other |  |  |  |  | 0 | 0 | 0 |  |  |  | 0 | 0 | 0
100 | GASES | CH4 TPU | Other |  |  |  |  | 0 | 0 | 0 |  |  |  | 0 | 0 | 0
101 | GASES | CH4 TPU | Other |  |  |  |  | 0 | 0 | 0 |  |  |  | 0 | 0 | 0
102 | WATER | UPW/DIW | UPW/DIW | [6 empty] | 0
103 | WATER | UPW/DIW | Other |  |  |  |  | 0 | 0 | 0 |  |  |  | 0 | 0 | 0
104 | WATER | UPW/DIW | Other |  |  |  |  | 0 | 0 | 0 |  |  |  | 0 | 0 | 0
105 | WATER | UPW/DIW | Other |  |  |  |  | 0 | 0 | 0 |  |  |  | 0 | 0 | 0
106 | WATER | UPW/DIW | Other |  |  |  |  | 0 | 0 | 0 |  |  |  | 0 | 0 | 0
107 | WATER | UPW/DIW | Other |  |  |  |  | 0 | 0 | 0 |  |  |  | 0 | 0 | 0
108 | WATER | UPW/DIW | Other |  |  |  |  | 0 | 0 | 0 |  |  |  | 0 | 0 | 0
109 | WATER | UPW/DIW | Other |  |  |  |  | 0 | 0 | 0 |  |  |  | 0 | 0 | 0
110 | WATER | UPW/DIW | Other |  |  |  |  | 0 | 0 | 0 |  |  |  | 0 | 0 | 0
111 | WATER | UPW/DIW | Other |  |  |  |  | 0 | 0 | 0 |  |  |  | 0 | 0 | 0
112 | WATER | UPW/DIW | Other |  |  |  |  | 0 | 0 | 0 |  |  |  | 0 | 0 | 0
113 | VDM | VDM | VACUUM | [6 empty] | 0
114 | VDM | VDM | VDM / LIM | [6 empty] | 0
115 | VDM | VDM | FLANGIA KF | inox 304 |  | STREAS |  | 0 | 4 | 4 |  |  |  | 0 | 0 | 0
116 | VDM | VDM | SERRAGLIO+GUARNIZIONE | inox 304 |  | STREAS |  | 0 | 10 | 10 |  |  |  | 0 | 0 | 0
117 | VDM | VDM | TRONCHETTO FILETTATO | inox 304 |  | INOX |  | 0 | 4 | 4 |  |  |  | 0 | 0 | 0
118 | VDM | VDM | CLAMP | inox 304 |  | TASSALINI |  | 0 | 12 | 12 |  |  |  | 0 | 0 | 0
119 | VDM | VDM | [5 empty] | 0 | 0 | 0 |  |  |  | 0 | 0 | 0
120 | VDM | VDM | Other |  |  |  |  | 0 | 0 | 0 |  |  |  | 0 | 0 | 0
121 | VDM | VDM | RIDUZIONE | inox 304 |  | STREAS | 54X20 | 0 | 3 | 3 |  |  |  | 0 | 0 | 0
122 | VDM | VDM | Other |  |  |  |  | 0 | 0 | 0 |  |  |  | 0 | 0 | 0
123 | VDM | VDM | Other |  |  |  |  | 0 | 0 | 0 |  |  |  | 0 | 0 | 0
124 | VDM | VDM | Other |  |  |  |  | 0 | 0 | 0 |  |  |  | 0 | 0 | 0
125 | VDM | VDM | Other |  |  |  |  | 0 | 0 | 0 |  |  |  | 0 | 0 | 0
126 | VACUUM | EXHAUST | EXHAUST | [6 empty] | 0
127 | VACUUM | EXHAUST | Acid/Ammonia Exhaust HALAR COATING (Highly corrosive T>80C) | [6 empty] | 0 |  |  |  | 0 | 0
128 | VACUUM | EXHAUST | Other |  |  |  |  | 0 | 0 | 0 |  |  |  | 0 | 0 | 0
129 | VACUUM | EXHAUST | Other |  |  |  |  | 0 | 0 | 0 |  |  |  | 0 | 0 | 0
130 | VACUUM | EXHAUST | Other |  |  |  |  | 0 | 0 | 0 |  |  |  | 0 | 0 | 0
131 | VACUUM | EXHAUST | Other |  |  |  |  | 0 | 0 | 0 |  |  |  | 0 | 0 | 0
132 | VACUUM | EXHAUST | Other |  |  |  |  | 0 | 0 | 0 |  |  |  | 0 | 0 | 0
133 | VACUUM | EXHAUST | Other |  |  |  |  | 0 | 0 | 0 |  |  |  | 0 | 0 | 0
134 | VACUUM | EXHAUST | Other |  |  |  |  | 0 | 0 | 0 |  |  |  | 0 | 0 | 0
135 | VACUUM | EXHAUST | Other |  |  |  |  | 0 | 0 | 0 |  |  |  | 0 | 0 | 0
136 | VACUUM | EXHAUST | Other |  |  |  |  | 0 | 0 | 0 |  |  |  | 0 | 0 | 0
137 | VACUUM | EXHAUST | Other |  |  |  |  | 0 | 0 | 0 |  |  |  | 0 | 0 | 0
138 | VACUUM | EXHAUST | Acid/Ammonia/Heat/Maintenance/Solvent EXHAUST (Low corrosive T<80C) | [6 empty] | 0
139 | VACUUM | EXHAUST | Tube | PVC-U |  | Tool Package Reference: Acid Exhaust SE B2-1 | DN150 | 12 | 0 | -12 |  |  |  | 0 | 0 | 0
140 | VACUUM | EXHAUST | Dampers | PVC-U |  | Tool Package Reference: Acid Exhaust SE B2-1 | DN150 | 0 | 0 | 0 |  |  |  | 0 | 0 | 0
141 | VACUUM | EXHAUST | Elbow | PVC-U |  | Tool Package Reference: Acid Exhaust SE B2-1 | DN150 | 6 | 0 | -6 |  |  |  | 0 | 0 | 0
142 | VACUUM | EXHAUST | Ball Valve | AISI304 |  | Tool Package Reference: Acid Exhaust SE B2-1 and SE-06 | 1''1/4 | 2 | 0 | -2 |  |  |  | 0 | 0 | 0
143 | VACUUM | EXHAUST | Other |  |  |  |  | 0 | 0 | 0 |  |  |  | 0 | 0 | 0
144 | VACUUM | EXHAUST | Other |  |  |  |  | 0 | 0 | 0 |  |  |  | 0 | 0 | 0
145 | VACUUM | EXHAUST | Other |  |  |  |  | 0 | 0 | 0 |  |  |  | 0 | 0 | 0
146 | VACUUM | EXHAUST | Other |  |  |  |  | 0 | 0 | 0 |  |  |  | 0 | 0 | 0
147 | VACUUM | EXHAUST | Other |  |  |  |  | 0 | 0 | 0 |  |  |  | 0 | 0 | 0
148 | VACUUM | EXHAUST | Other |  |  |  |  | 0 | 0 | 0 |  |  |  | 0 | 0 | 0
149 | VACUUM | EXHAUST | Heat EXHAUST (Low corrosive T<80C) | [6 empty] | 0
150 | VACUUM | EXHAUST | KF FLANGIA | inox 304 |  | streas | <50 | 0 | 38 | 38 |  |  |  | 0 | 0 | 0
151 | VACUUM | EXHAUST | SERRAGLIO+GUARNIZIONE | inox 304 |  | streas | <50 | 0 | 27 | 27 |  |  |  | 0 | 0 | 0
152 | VACUUM | EXHAUST | MAGNEHELIC | inox 304 |  |  | 0-100 | 0 | 3 | 3 |  |  |  | 0 | 0 | 0
153 | VACUUM | EXHAUST | SERRAGLIO+GUARNIZIONE | inox 304 |  | jacob | 150 | 0 | 10 | 10 |  |  |  | 0 | 0 | 0
154 | VACUUM | EXHAUST | SERRAGLIO+GUARNIZIONE | inox 304 |  | HAMLET | 1/2" | 0 | 6 | 6 |  |  |  | 0 | 0 | 0
155 | VACUUM | EXHAUST | KF25TO 1/2" sw CONNECTOR |  |  |  |  | 0 | 4 | 4 |  |  |  | 0 | 0 | 0
156 | VACUUM | EXHAUST | Other |  |  |  |  | 0 | 0 | 0 |  |  |  | 0 | 0 | 0
157 | VACUUM | EXHAUST | Other |  |  |  |  | 0 | 0 | 0 |  |  |  | 0 | 0 | 0
158 | VACUUM | EXHAUST | Other |  |  |  |  | 0 | 0 | 0 |  |  |  | 0 | 0 | 0
159 | VACUUM | EXHAUST | Other |  |  |  |  | 0 | 0 | 0 |  |  |  | 0 | 0 | 0
160 | VACUUM | EXHAUST | Solvent Exhaust (EXVO) | [6 empty] | 0
161 | VACUUM | EXHAUST | Other |  |  |  |  | 0 | 0 | 0 |  |  |  | 0 | 0 | 0
162 | VACUUM | EXHAUST | Other |  |  |  |  | 0 | 0 | 0 |  |  |  | 0 | 0 | 0
163 | VACUUM | EXHAUST | Other |  |  |  |  | 0 | 0 | 0 |  |  |  | 0 | 0 | 0
164 | VACUUM | EXHAUST | Other |  |  |  |  | 0 | 0 | 0 |  |  |  | 0 | 0 | 0
165 | VACUUM | EXHAUST | Other |  |  |  |  | 0 | 0 | 0 |  |  |  | 0 | 0 | 0
166 | VACUUM | EXHAUST | Other |  |  |  |  | 0 | 0 | 0 |  |  |  | 0 | 0 | 0
167 | VACUUM | EXHAUST | Other |  |  |  |  | 0 | 0 | 0 |  |  |  | 0 | 0 | 0
168 | VACUUM | EXHAUST | Other |  |  |  |  | 0 | 0 | 0 |  |  |  | 0 | 0 | 0
169 | VACUUM | EXHAUST | Other |  |  |  |  | 0 | 0 | 0 |  |  |  | 0 | 0 | 0
170 | VACUUM | EXHAUST | Other |  |  |  |  | 0 | 0 | 0 |  |  |  | 0 | 0 | 0
171 | DRAINS | DRAINS | DRAINS | [6 empty] | 0
172 | DRAINS | DRAINS | H2S04 (Sulfuric) | [6 empty] | 0
173 | DRAINS | DRAINS Sulfuric | Other |  |  |  |  | 0 | 0 | 0 |  |  |  | 0 | 0 | 0
174 | DRAINS | DRAINS Sulfuric | Other |  |  |  |  | 0 | 0 | 0 |  |  |  | 0 | 0 | 0
175 | DRAINS | DRAINS Sulfuric | Other |  |  |  |  | 0 | 0 | 0 |  |  |  | 0 | 0 | 0
176 | DRAINS | DRAINS Sulfuric | Other |  |  |  |  | 0 | 0 | 0 |  |  |  | 0 | 0 | 0
177 | DRAINS | DRAINS Sulfuric | Other |  |  |  |  | 0 | 0 | 0 |  |  |  | 0 | 0 | 0
178 | DRAINS | DRAINS Sulfuric | Other |  |  |  |  | 0 | 0 | 0 |  |  |  | 0 | 0 | 0
179 | DRAINS | DRAINS Sulfuric | Other |  |  |  |  | 0 | 0 | 0 |  |  |  | 0 | 0 | 0
180 | DRAINS | DRAINS Sulfuric | Other |  |  |  |  | 0 | 0 | 0 |  |  |  | 0 | 0 | 0
181 | DRAINS | DRAINS Sulfuric | Other |  |  |  |  | 0 | 0 | 0 |  |  |  | 0 | 0 | 0
182 | DRAINS | DRAINS Sulfuric | Other |  |  |  |  | 0 | 0 | 0 |  |  |  | 0 | 0 | 0
183 | DRAINS | DRAINS Sulfuric | Bases (NH4OH,H2O2) - Diluted Acid (T< 60°C), Reclaim, Slurry Copper - Back Grinding | [6 empty] | 0
184 | DRAINS | DRAINS BASES | BOCCHETTONI+riduzioni | PPH |  | AGRU | 50 | 0 | 10 | 10 |  |  |  | 0 | 0 | 0
185 | DRAINS | DRAINS BASES | BOCCHETTONI+riduzioni | PPH |  | AGRU | 20 | 0 | 8 | 8 |  |  |  | 0 | 0 | 0
186 | DRAINS | DRAINS BASES | BOCCHETTONI+riduzioni | PVDF |  | AGRU | 20 | 0 | 9 | 9 |  |  |  | 0 | 0 | 0
187 | DRAINS | DRAINS BASES | FLK | PVDF |  | AGRU | 20X1/2 | 0 | 3 | 3 |  |  |  | 0 | 0 | 0
188 | DRAINS | DRAINS BASES | FLK | PVDF |  | AGRU | 20X3/8 | 0 | 1 | 1 |  |  |  | 0 | 0 | 0
189 | DRAINS | DRAINS BASES | Other |  | \ |  |  | 0 | 0 | 0 |  |  |  | 0 | 0 | 0
190 | DRAINS | DRAINS BASES | Other |  |  |  |  | 0 | 0 | 0 |  |  |  | 0 | 0 | 0
191 | DRAINS | DRAINS BASES | Other |  |  |  |  | 0 | 0 | 0 |  |  |  | 0 | 0 | 0
192 | DRAINS | DRAINS BASES | Other |  |  |  |  | 0 | 0 | 0 |  |  |  | 0 | 0 | 0
193 | DRAINS | DRAINS BASES | Other |  |  |  |  | 0 | 0 | 0 |  |  |  | 0 | 0 | 0
194 | DRAINS | DRAINS BASES | HF Concentrated - Mix Concentrated Acid - Nitric (T< 100°C) - Diluted Acid (60°C <T <100°C) - Nickel Palladium T<100°C | [6 empty] | 0
195 | DRAINS | DRAINS HF | Other |  |  |  |  | 0 | 0 | 0 |  |  |  | 0 | 0 | 0
196 | DRAINS | DRAINS HF | Other |  |  |  |  | 0 | 0 | 0 |  |  |  | 0 | 0 | 0
197 | DRAINS | DRAINS HF | Other |  |  |  |  | 0 | 0 | 0 |  |  |  | 0 | 0 | 0
198 | DRAINS | DRAINS HF | Other |  |  |  |  | 0 | 0 | 0 |  |  |  | 0 | 0 | 0
199 | DRAINS | DRAINS HF | Other |  |  |  |  | 0 | 0 | 0 |  |  |  | 0 | 0 | 0
200 | DRAINS | DRAINS HF | Other |  |  |  |  | 0 | 0 | 0 |  |  |  | 0 | 0 | 0
201 | DRAINS | DRAINS HF | Other |  |  |  |  | 0 | 0 | 0 |  |  |  | 0 | 0 | 0
202 | DRAINS | DRAINS HF | Other |  |  |  |  | 0 | 0 | 0 |  |  |  | 0 | 0 | 0
203 | DRAINS | DRAINS HF | Other |  |  |  |  | 0 | 0 | 0 |  |  |  | 0 | 0 | 0
204 | DRAINS | DRAINS HF | Other |  |  |  |  | 0 | 0 | 0 |  |  |  | 0 | 0 | 0
205 | DRAINS | DRAINS Solvent | Solvent (General solvent, Corrosive Solvent, Photo & resist,Polimyde | [6 empty] | 0
206 | DRAINS | DRAINS Solvent | Other |  |  |  |  | 0 | 0 | 0 |  |  |  | 0 | 0 | 0
207 | DRAINS | DRAINS Solvent | Other |  |  |  |  | 0 | 0 | 0 |  |  |  | 0 | 0 | 0
208 | DRAINS | DRAINS Solvent | Other |  |  |  |  | 0 | 0 | 0 |  |  |  | 0 | 0 | 0
209 | DRAINS | DRAINS Solvent | Other |  |  |  |  | 0 | 0 | 0 |  |  |  | 0 | 0 | 0
210 | DRAINS | DRAINS Solvent | Other |  |  |  |  | 0 | 0 | 0 |  |  |  | 0 | 0 | 0
211 | DRAINS | DRAINS Solvent | Other |  |  |  |  | 0 | 0 | 0 |  |  |  | 0 | 0 | 0
212 | DRAINS | DRAINS Solvent | Other |  |  |  |  | 0 | 0 | 0 |  |  |  | 0 | 0 | 0
213 | DRAINS | DRAINS Solvent | Other |  |  |  |  | 0 | 0 | 0 |  |  |  | 0 | 0 | 0
214 | DRAINS | DRAINS Solvent | Other |  |  |  |  | 0 | 0 | 0 |  |  |  | 0 | 0 | 0
215 | DRAINS | DRAINS Solvent | Other |  |  |  |  | 0 | 0 | 0 |  |  |  | 0 | 0 | 0
216 | DRAINS | DRAINS Solvent | Chemicals containming TMAH (TMA,OPD,SP27,ESC) | [6 empty] | 0
217 | DRAINS | DRAINS Chemicals containming | Other |  |  |  |  | 0 | 0 | 0 |  |  |  | 0 | 0 | 0
218 | DRAINS | DRAINS Chemicals containming | Other |  |  |  |  | 0 | 0 | 0 |  |  |  | 0 | 0 | 0
219 | DRAINS | DRAINS Chemicals containming | Other |  |  |  |  | 0 | 0 | 0 |  |  |  | 0 | 0 | 0
220 | DRAINS | DRAINS Chemicals containming | Other |  |  |  |  | 0 | 0 | 0 |  |  |  | 0 | 0 | 0
221 | DRAINS | DRAINS Chemicals containming | Other |  |  |  |  | 0 | 0 | 0 |  |  |  | 0 | 0 | 0
222 | DRAINS | DRAINS Chemicals containming | Other |  |  |  |  | 0 | 0 | 0 |  |  |  | 0 | 0 | 0
223 | DRAINS | DRAINS Chemicals containming | Other |  |  |  |  | 0 | 0 | 0 |  |  |  | 0 | 0 | 0
224 | DRAINS | DRAINS Chemicals containming | Other |  |  |  |  | 0 | 0 | 0 |  |  |  | 0 | 0 | 0
225 | DRAINS | DRAINS Chemicals containming | Other |  |  |  |  | 0 | 0 | 0 |  |  |  | 0 | 0 | 0
226 | DRAINS | DRAINS Chemicals containming | Other |  |  |  |  | 0 | 0 | 0 |  |  |  | 0 | 0 | 0
227 | CHEMICALS | CHEMICALS | CHEMICALS | [6 empty] | 0
228 | CHEMICALS | CHEMICALS | Other |  |  |  |  | 0 | 0 | 0 | unit/m |  |  | 0 | 0 | 0
229 | CHEMICALS | CHEMICALS | Other |  |  |  |  | 0 | 0 | 0 |  |  |  | 0 | 0 | 0
230 | CHEMICALS | CHEMICALS | Other |  |  |  |  | 0 | 0 | 0 |  |  |  | 0 | 0 | 0
231 | CHEMICALS | CHEMICALS | Other |  |  |  |  | 0 | 0 | 0 |  |  |  | 0 | 0 | 0
232 | CHEMICALS | CHEMICALS | Other |  |  |  |  | 0 | 0 | 0 |  |  |  | 0 | 0 | 0
233 | CHEMICALS | CHEMICALS | Other |  |  |  |  | 0 | 0 | 0 |  |  |  | 0 | 0 | 0
234 | CHEMICALS | CHEMICALS | Other |  |  |  |  | 0 | 0 | 0 |  |  |  | 0 | 0 | 0
235 | CHEMICALS | CHEMICALS | Other |  |  |  |  | 0 | 0 | 0 |  |  |  | 0 | 0 | 0
236 | CHEMICALS | CHEMICALS | Other |  |  |  |  | 0 | 0 | 0 |  |  |  | 0 | 0 | 0
237 | CHEMICALS | CHEMICALS | Other |  |  |  |  | 0 | 0 | 0 |  |  |  | 0 | 0 | 0
238 | CHEMICALS | CHEMICALS | Other |  |  |  |  | 0 | 0 | 0 |  |  |  | 0 | 0 | 0
239 | CLEANROOM | CLEANROOM | CLEANROOM | [6 empty] | 0
240 | CLEANROOM | CLEANROOM | Other |  |  |  |  | 0 | 0 | 0 | unit/m |  |  | 0 | 0 | 0
241 | CLEANROOM | CLEANROOM | Other |  |  |  |  | 0 | 0 | 0 |  |  |  | 0 | 0 | 0
242 | CLEANROOM | CLEANROOM | Other |  |  |  |  | 0 | 0 | 0 |  |  |  | 0 | 0 | 0
243 | CLEANROOM | CLEANROOM | Other |  |  |  |  | 0 | 0 | 0 |  |  |  | 0 | 0 | 0
244 | CLEANROOM | CLEANROOM | Other |  |  |  |  | 0 | 0 | 0 |  |  |  | 0 | 0 | 0
245 | CLEANROOM | CLEANROOM | Other |  |  |  |  | 0 | 0 | 0 |  |  |  | 0 | 0 | 0
246 | CLEANROOM | CLEANROOM | Other |  |  |  |  | 0 | 0 | 0 |  |  |  | 0 | 0 | 0
247 | CLEANROOM | CLEANROOM | Other |  |  |  |  | 0 | 0 | 0 |  |  |  | 0 | 0 | 0
248 | CLEANROOM | CLEANROOM | Other |  |  |  |  | 0 | 0 | 0 |  |  |  | 0 | 0 | 0
249 | CLEANROOM | CLEANROOM | Other |  |  |  |  | 0 | 0 | 0 |  |  |  | 0 | 0 | 0
250 | CLEANROOM | CLEANROOM | Other |  |  |  |  | 0 | 0 | 0 |  |  |  | 0 | 0 | 0
251 | GENERAL | GENERAL | OTHER GENERAL | [6 empty] | 0
252 | GENERAL | GENERAL | Other FORATURA ANTICORODAL PER ERRORE DI PROGETTAZIONE |  |  |  |  | 0 | 1 | 1 |  |  |  | 0 | 0 | 0
253 | GENERAL | GENERAL | Other |  |  |  |  | 0 | 0 | 0 |  |  |  | 0 | 0 | 0
254 | GENERAL | GENERAL | Other |  |  |  |  | 0 | 0 | 0 |  |  |  | 0 | 0 | 0
255 | GENERAL | GENERAL | Other |  |  |  |  | 0 | 0 | 0 |  |  |  | 0 | 0 | 0
256 | GENERAL | GENERAL | Other |  |  |  |  | 0 | 0 | 0 |  |  |  | 0 | 0 | 0
257 | GENERAL | GENERAL | Other |  |  |  |  | 0 | 0 | 0 |  |  |  | 0 | 0 | 0
258 | GENERAL | GENERAL | Other |  |  |  |  | 0 | 0 | 0 |  |  |  | 0 | 0 | 0
259 | GENERAL | GENERAL | Other |  |  |  |  | 0 | 0 | 0 |  |  |  | 0 | 0 | 0
260 | GENERAL | GENERAL | Other |  |  |  |  | 0 | 0 | 0 |  |  |  | 0 | 0 | 0
261 | GENERAL | GENERAL | Other |  |  |  |  | 0 | 0 | 0 |  |  |  | 0 | 0 | 0
0
N° |  | CODE | FACILITIES | MATERIALS | BRAND | CHARACTERISTICS | OTHER | Quantity Supplier | Quantity Supplier | #VALUE! | unit |  |  |  |  | Total
1 | POWER | CABLES | CABLES | [6 empty] | 0
2 | POWER | TRANSFORMER | other |  |  |  |  | 0 | 0 | 0 | unit/m |  |  | 0 | 0 | 0
3 | POWER | TRANSFORMER | Other |  |  |  |  | 0 | 0 | 0 |  |  |  | 0 | 0 | 0
4 | POWER | TRANSFORMER | Other |  |  |  |  | 0 | 0 | 0 |  |  |  | 0 | 0 | 0
5 | POWER | TRANSFORMER | Other |  |  |  |  | 0 | 0 | 0 |  |  |  | 0 | 0 | 0
6 | POWER | TRANSFORMER | Other |  |  |  |  | 0 | 0 | 0 |  |  |  | 0 | 0 | 0
7 | POWER | TRANSFORMER | Other |  |  |  |  | 0 | 0 | 0 |  |  |  | 0 | 0 | 0
8 | POWER | TRANSFORMER | Other |  |  |  |  | 0 | 0 | 0 |  |  |  | 0 | 0 | 0
9 | POWER | TRANSFORMER | Other |  |  |  |  | 0 | 0 | 0 |  |  |  | 0 | 0 | 0
10 | POWER | TRANSFORMER | Other |  |  |  |  | 0 | 0 | 0 |  |  |  | 0 | 0 | 0
11 | POWER | TRANSFORMER | Other |  |  |  |  | 0 | 0 | 0 |  |  |  | 0 | 0 | 0
12 | POWER | TRANSFORMER | Other |  |  |  |  | 0 | 0 | 0 |  |  |  | 0 | 0 | 0
13 | POWER | SOCKET | SOCKET | [6 empty] | 0
14 | POWER | SOCKET | Interlocked socket + Plug | IP44 |  | 3P+T 63A |  | 1 | 1 | 0 | unit/m |  |  | 0 | 0 | 0
15 | POWER | SOCKET | Other |  |  |  |  | 0 | 0 | 0 |  |  |  | 0 | 0 | 0
16 | POWER | SOCKET | Other |  |  |  |  | 0 | 0 | 0 |  |  |  | 0 | 0 | 0
17 | POWER | SOCKET | Other |  |  |  |  | 0 | 0 | 0 |  |  |  | 0 | 0 | 0
18 | POWER | SOCKET | Other |  |  |  |  | 0 | 0 | 0 |  |  |  | 0 | 0 | 0
19 | POWER | SOCKET | Other |  |  |  |  | 0 | 0 | 0 |  |  |  | 0 | 0 | 0
20 | POWER | SOCKET | Other |  |  |  |  | 0 | 0 | 0 |  |  |  | 0 | 0 | 0
21 | POWER | SOCKET | Other |  |  |  |  | 0 | 0 | 0 |  |  |  | 0 | 0 | 0
22 | POWER | SOCKET | Other |  |  |  |  | 0 | 0 | 0 |  |  |  | 0 | 0 | 0
23 | POWER | SOCKET | Other |  |  |  |  | 0 | 0 | 0 |  |  |  | 0 | 0 | 0
24 | POWER | SOCKET | Other |  |  |  |  | 0 | 0 | 0 |  |  |  | 0 | 0 | 0
25 | POWER | BREACKERS | BREAKERS | [6 empty] | 0
26 | POWER | BREACKERS | IMT NSX630N 4X630A |  |  |  |  | 1 | 1 | 0 | unit/m |  |  | 0 | 0 | 0
27 | POWER | BREACKERS | MICROLOGIC 5.3E |  |  |  |  | 1 | 1 | 0 | unit/m |  |  | 0 | 0 | 0
28 | POWER | BREACKERS | ACCESSORI EL VARI SCHNEIDER |  |  |  |  | 1 | 1 | 0 | unit/m |  |  | 0 | 0 | 0
29 | POWER | BREACKERS | Other |  |  |  |  | 0 | 0 | 0 |  |  |  | 0 | 0 | 0
30 | POWER | BREACKERS | Other |  |  |  |  | 0 | 0 | 0 |  |  |  | 0 | 0 | 0
31 | POWER | BREACKERS | Other |  |  |  |  | 0 | 0 | 0 |  |  |  | 0 | 0 | 0
32 | POWER | BREACKERS | Other |  |  |  |  | 0 | 0 | 0 |  |  |  | 0 | 0 | 0
33 | POWER | BREACKERS | Other |  |  |  |  | 0 | 0 | 0 |  |  |  | 0 | 0 | 0
34 | POWER | BREACKERS | Other |  |  |  |  | 0 | 0 | 0 |  |  |  | 0 | 0 | 0
35 | POWER | BREACKERS | Other |  |  |  |  | 0 | 0 | 0 |  |  |  | 0 | 0 | 0
36 | POWER | BREACKERS | Other |  |  |  |  | 0 | 0 | 0 |  |  |  | 0 | 0 | 0
37 | POWER | BUSSBAR/JUNCTION BOX | other |  |  |  |  | 0 | 0 | 0 | unit/m |  |  | 0 | 0 | 0
38 | POWER | BUSSBAR/JUNCTION BOX | Other |  |  |  |  | 0 | 0 | 0 |  |  |  | 0 | 0 | 0
39 | POWER | BUSSBAR/JUNCTION BOX | Other |  |  |  |  | 0 | 0 | 0 |  |  |  | 0 | 0 | 0
40 | POWER | BUSSBAR/JUNCTION BOX | Other |  |  |  |  | 0 | 0 | 0 |  |  |  | 0 | 0 | 0
41 | POWER | BUSSBAR/JUNCTION BOX | Other |  |  |  |  | 0 | 0 | 0 |  |  |  | 0 | 0 | 0
42 | POWER | BUSSBAR/JUNCTION BOX | Other |  |  |  |  | 0 | 0 | 0 |  |  |  | 0 | 0 | 0
43 | POWER | BUSSBAR/JUNCTION BOX | Other |  |  |  |  | 0 | 0 | 0 |  |  |  | 0 | 0 | 0
44 | POWER | BUSSBAR/JUNCTION BOX | Other |  |  |  |  | 0 | 0 | 0 |  |  |  | 0 | 0 | 0
45 | POWER | BUSSBAR/JUNCTION BOX | Other |  |  |  |  | 0 | 0 | 0 |  |  |  | 0 | 0 | 0
46 | POWER | BUSSBAR/JUNCTION BOX | Other |  |  |  |  | 0 | 0 | 0 |  |  |  | 0 | 0 | 0
47 | POWER | BUSSBAR/JUNCTION BOX | Other |  |  |  |  | 0 | 0 | 0 |  |  |  | 0 | 0 | 0
48 | POWER | GENERAL | OTHER GENERAL | [6 empty] | 0
49 | POWER | GENERAL | Other |  |  |  |  | 0 | 0 | 0 | m |  |  | 0 | 0 | 0
50 | POWER | GENERAL | Other |  |  |  |  | 0 | 0 | 0 |  |  |  | 0 | 0 | 0
51 | POWER | GENERAL | Other |  |  |  |  | 0 | 0 | 0 |  |  |  | 0 | 0 | 0
52 | POWER | GENERAL | Other |  |  |  |  | 0 | 0 | 0 |  |  |  | 0 | 0 | 0
53 | POWER | GENERAL | Other |  |  |  |  | 0 | 0 | 0 |  |  |  | 0 | 0 | 0
54 | POWER | GENERAL | Other |  |  |  |  | 0 | 0 | 0 |  |  |  | 0 | 0 | 0
55 | POWER | GENERAL | Other |  |  |  |  | 0 | 0 | 0 |  |  |  | 0 | 0 | 0
56 | POWER | GENERAL | Other |  |  |  |  | 0 | 0 | 0 |  |  |  | 0 | 0 | 0
57 | POWER | GENERAL | Other |  |  |  |  | 0 | 0 | 0 |  |  |  | 0 | 0 | 0
58 | POWER | GENERAL | Other |  |  |  |  | 0 | 0 | 0 |  |  |  | 0 | 0 | 0
[13 empty] | TOTAL |  |  | 0

## xl_DCF_History (hidden)
CLINAME | DATETIME | DONEBY | IPADDRESS | APPVER | RANDOM | CHECKSUM
౞౷ౌ౵౪౼౼౲౯౲౮౭ | ఻స఺ిస఻హ఺ు఩఩఺హృహాొౖ఩ఱ౐ౖౝఴ఺ృహల | ౜ౝ౥ౌ౱౪౻౵ಂ఩౫౾౻౰౪౾౭ | ౌ౛ౘౌౠౕ఺హూాా | ిషహషహషహ | 9 | ాహ఼఺
ᑤᑥᐱᑣᑶᒄᒅᒃᑺᑴᒅᑶᑵ | ᑄᑀᑂᑀᑃᑁᑂᑉᐱᐱᑂᑄᑋᑂᑅᑡᑞᐱᐹᑘᑞᑥᐼᑂᑋᑁᐺ | ᑤᑥᑭᑣᑶᑾᒊᐱᑾᑶᒃᑽᒀᒋ | ᑔᑣᑠᑔᑨᑝᑊᑆᑉᑄ | ᑇᐿᑁᐿᑁᐿᑁ | 17 | ᑅᑈᑂᑃ
࡚ࡳࡈࡱࡦࡸࡸ࡮࡫࡮ࡪࡩ | ࠻࠴࠷࠷࠴࠷࠵࠷࠶ࠥࠥ࠾࠿࠷࠼ࠥ࠭ࡌࡒ࡙࠰࠷࠿࠵࠮ | ࡠࡘ࡙ࠥࡗࡪࡸࡹࡷ࡮ࡨࡹࡪࡩࡢࠥࡃࠥࡆࡎࡕࠥ࡭ࡦࡳࡩࡴࡻࡪࡷ | ࡆࡌࡗࡈ࡜ࡑ࠾࠶࠷࠸ | ࠼࠳࠶࠳࠵࠳࠵ | 5 | ࠺࠽࠵࠶