## template
|  |  | Hook-up Mechanical and Fluids | [7 empty] | TOTAL |  |  |  | 0
Supplier
[5 empty] | Tool | QVERIK2_rtest 09-04-2026
|  | Rev 0 |  |  | Move in date
|  | Rev 1 |  |  | Progetto
|  | Rev 2 |  |  | Tipo attrezzatura
|  | Rev 3 |  |  | Area
Version 1.6 - Dec 2024
N° | Section | Subsection | FACILITIES | MATERIALS | BRAND | CHARACTERISTICS | DIAMETER | Quantity ST | Quantity Supplier | unit | Unit Price materials (€) | Unit Price manpower (€) | Total Price Material | Total Price Manpower | Total | REV
| VACUUM | PV | GASEOUS FLUIDS
| VACUUM | PV | PV | [11 empty] | 0
1 | VACUUM | PV | Tube (tee,reduction,cups,…..) | PPH |  | PN10/PN16 | DN20 to DN40 |  | 0 | m | 0 | 0 | 0 | 0 | 0
2 | VACUUM | PV | Elbows | PPH |  | PN10/PN16 | DN20 to DN40 |  | 0 | unit | 0 | 0 | 0 | 0 | 0
3 | VACUUM | PV | Tee | PPH |  | PN10/PN16 | DN20 to DN40 |  | 0 | unit | 0 | 0 | 0 | 0 | 0
4 | VACUUM | PV | Fittings | PPH |  | PN10/PN16 | DN20 to DN40 |  | 0 | unit | 0 | 0 | 0 | 0 | 0
5 | VACUUM | PV | Ball valve | PPH |  | PN10/PN16 | DN20 to DN25 |  | 0 | unit | 0 | 0 | 0 | 0 | 0
6 | VACUUM | PV | Ball valve | PPH |  | PN10/PN16 | DN32 to DN40 |  | 0 | unit | 0 | 0 | 0 | 0 | 0
7 | VACUUM | PV | Regulator | PPH |  | PN10/PN16 | DN20 to DN40 |  | 0 | unit | 0 | 0 | 0 | 0 | 0
8 | VACUUM | PV | Flexible tube | PFA |  | 450HP | 1/4'' to 3/4'' |  | 0 | m | 0 | 0 | 0 | 0 | 0
9 | VACUUM | PV | Test | [5 empty] | 0 | unit | 0 | 0 | 0 | 0 | 0
10 | VACUUM | PV | Other | [5 empty] | 0 |  | 0 | 0 | 0 | 0 | 0
11 | VACUUM | PV | Other | [5 empty] | 0 |  | 0 | 0 | 0 | 0 | 0
| GASES | BULK GASES | BULK GASES (N2uhp / Aruhp /Heuhp / O2uhp)
12 | GASES | BULK GASES | Tube | 316L EP |  | 316L- seamless- EP- Ra ≤ 0.25- um - AOD/VAR | 1/4'' |  | 0 | m | 0 | 0 | 0 | 0 | 0
13 | GASES | BULK GASES | Elbows | 316L EP |  | 316L- seamless- EP- Ra ≤ 0.25- um - AOD/VAR | 1/4'' |  | 0 | unit | 0 | 0 | 0 | 0 | 0
14 | GASES | BULK GASES | tee | 316L EP |  | 316L- seamless- EP- Ra ≤ 0.25- um - AOD/VAR | 1/4'' |  | 0 | unit | 0 | 0 | 0 | 0 | 0
15 | GASES | BULK GASES | Fittings | 316L EP |  | 316L- seamless- EP- Ra ≤ 0.25- um - AOD/VAR | 1/4'' |  | 0 | unit | 0 | 0 | 0 | 0 | 0
16 | GASES | BULK GASES | Valve | 316L EP |  | 316L- seamless- EP- Ra ≤ 0.25- um - AOD/VAR | 1/4'' |  | 0 | unit | 0 | 0 | 0 | 0 | 0
17 | GASES | BULK GASES | Regulator + Manometer | 316L EP |  | 316L- seamless- EP- Ra ≤ 0.25- um - AOD/VAR | 1/4'' |  | 0 | unit | 0 | 0 | 0 | 0 | 0
18 | GASES | BULK GASES | Tube | 316L EP |  | 316L- seamless- EP- Ra ≤ 0.25- um - AOD/VAR | 3/8" |  | 0 | m | 0 | 0 | 0 | 0 | 0
19 | GASES | BULK GASES | Elbows | 316L EP |  | 316L- seamless- EP- Ra ≤ 0.25- um - AOD/VAR | 3/8" |  | 0 | unit | 0 | 0 | 0 | 0 | 0
20 | GASES | BULK GASES | tee | 316L EP |  | 316L- seamless- EP- Ra ≤ 0.25- um - AOD/VAR | 3/8" |  | 0 | unit | 0 | 0 | 0 | 0 | 0
21 | GASES | BULK GASES | Fittings | 316L EP |  | 316L- seamless- EP- Ra ≤ 0.25- um - AOD/VAR | 3/8" |  | 0 | unit | 0 | 0 | 0 | 0 | 0
22 | GASES | BULK GASES | Valve | 316L EP |  | 316L- seamless- EP- Ra ≤ 0.25- um - AOD/VAR | 3/8" |  | 0 | unit | 0 | 0 | 0 | 0 | 0
23 | GASES | BULK GASES | Regulator + Manometer | 316L EP |  | 316L- seamless- EP- Ra ≤ 0.25- um - AOD/VAR | 3/8" |  | 0 | unit | 0 | 0 | 0 | 0 | 0
24 | GASES | BULK GASES | Tube | 316L EP |  | 316L- seamless- EP- Ra ≤ 0.25- um - AOD/VAR | 1/2" |  | 0 | m | 0 | 0 | 0 | 0 | 0
25 | GASES | BULK GASES | Elbows | 316L EP |  | 316L- seamless- EP- Ra ≤ 0.25- um - AOD/VAR | 1/2" |  | 0 | unit | 0 | 0 | 0 | 0 | 0
26 | GASES | BULK GASES | tee | 316L EP |  | 316L- seamless- EP- Ra ≤ 0.25- um - AOD/VAR | 1/2" |  | 0 | unit | 0 | 0 | 0 | 0 | 0
27 | GASES | BULK GASES | Fittings | 316L EP |  | 316L- seamless- EP- Ra ≤ 0.25- um - AOD/VAR | 1/2" |  | 0 | unit | 0 | 0 | 0 | 0 | 0
28 | GASES | BULK GASES | Valve | 316L EP |  | 316L- seamless- EP- Ra ≤ 0.25- um - AOD/VAR | 1/2" |  | 0 | unit | 0 | 0 | 0 | 0 | 0
29 | GASES | BULK GASES | Regulator + Manometer | 316L EP |  | 316L- seamless- EP- Ra ≤ 0.25- um - AOD/VAR | 1/2" |  | 0 | unit | 0 | 0 | 0 | 0 | 0
30 | GASES | BULK GASES | Tube | 316L EP |  | 316L- seamless- EP- Ra ≤ 0.25- um - AOD/VAR | 3/4" |  | 0 | m | 0 | 0 | 0 | 0 | 0
31 | GASES | BULK GASES | Elbows | 316L EP |  | 316L- seamless- EP- Ra ≤ 0.25- um - AOD/VAR | 3/4" |  | 0 | unit | 0 | 0 | 0 | 0 | 0
32 | GASES | BULK GASES | tee | 316L EP |  | 316L- seamless- EP- Ra ≤ 0.25- um - AOD/VAR | 3/4" |  | 0 | unit | 0 | 0 | 0 | 0 | 0
33 | GASES | BULK GASES | Fittings | 316L EP |  | 316L- seamless- EP- Ra ≤ 0.25- um - AOD/VAR | 3/4" |  | 0 | unit | 0 | 0 | 0 | 0 | 0
34 | GASES | BULK GASES | Valve | 316L EP |  | 316L- seamless- EP- Ra ≤ 0.25- um - AOD/VAR | 3/4" |  | 0 | unit | 0 | 0 | 0 | 0 | 0
35 | GASES | BULK GASES | Regulator + Manometer | 316L EP |  | 316L- seamless- EP- Ra ≤ 0.25- um - AOD/VAR | 3/4" |  | 0 | unit | 0 | 0 | 0 | 0 | 0
36 | GASES | BULK GASES | Tube | 316L EP |  | 316L- seamless- EP- Ra ≤ 0.25- um - AOD/VAR | 1'' |  | 0 | m | 0 | 0 | 0 | 0 | 0
37 | GASES | BULK GASES | Elbows | 316L EP |  | 316L- seamless- EP- Ra ≤ 0.25- um - AOD/VAR | 1'' |  | 0 | unit | 0 | 0 | 0 | 0 | 0
38 | GASES | BULK GASES | tee | 316L EP |  | 316L- seamless- EP- Ra ≤ 0.25- um - AOD/VAR | 1'' |  | 0 | unit | 0 | 0 | 0 | 0 | 0
39 | GASES | BULK GASES | Fittings | 316L EP |  | 316L- seamless- EP- Ra ≤ 0.25- um - AOD/VAR | 1'' |  | 0 | unit | 0 | 0 | 0 | 0 | 0
40 | GASES | BULK GASES | Valve | 316L EP |  | 316L- seamless- EP- Ra ≤ 0.25- um - AOD/VAR | 1'' |  | 0 | unit | 0 | 0 | 0 | 0 | 0
41 | GASES | BULK GASES | Regulator + Manometer | 316L EP |  | 316L- seamless- EP- Ra ≤ 0.25- um - AOD/VAR | 1'' |  | 0 | unit | 0 | 0 | 0 | 0 | 0
42 | GASES | BULK GASES | Test and certification (Pressure,moisture,Particles) | [5 empty] | 0 | unit | 0 | 0 | 0 | 0 | 0
43 | GASES | BULK GASES | Other | [5 empty] | 0 |  | 0 | 0 | 0 | 0 | 0
44 | GASES | BULK GASES | Other | [5 empty] | 0 |  | 0 | 0 | 0 | 0 | 0
| GASES | CDA/O2S | CDA/O2-Scr
45 | GASES | CDA/O2S | Tube | 304L |  | 304L- seamless Ra ≤ 0.8 | 1/4'' |  | 0 | m | 0 | 0 | 0 | 0 | 0
46 | GASES | CDA/O2S | Elbows | 304L |  | 304L- seamless Ra ≤ 0.8 | 1/4'' |  | 0 | unit | 0 | 0 | 0 | 0 | 0
47 | GASES | CDA/O2S | Tee | 304L |  | 304L- seamless Ra ≤ 0.8 | 1/4'' |  | 0 | unit | 0 | 0 | 0 | 0 | 0
48 | GASES | CDA/O2S | Fittings | 304L |  | 304L- seamless Ra ≤ 0.8 | 1/4'' |  | 0 | unit | 0 | 0 | 0 | 0 | 0
49 | GASES | CDA/O2S | Valve | 304L |  | 304L- seamless Ra ≤ 0.8 | 1/4'' |  | 0 | unit | 0 | 0 | 0 | 0 | 0
50 | GASES | CDA/O2S | Regulator + Manometer | 304L |  | 304L- seamless Ra ≤ 0.8 | 1/4'' |  | 0 | unit | 0 | 0 | 0 | 0 | 0
51 | GASES | CDA/O2S | Tube | 304L |  | 304L- seamless Ra ≤ 0.8 | 3/8" |  | 0 | m | 0 | 0 | 0 | 0 | 0
52 | GASES | CDA/O2S | Elbows | 304L |  | 304L- seamless Ra ≤ 0.8 | 3/8" |  | 0 | unit | 0 | 0 | 0 | 0 | 0
53 | GASES | CDA/O2S | Tee | 304L |  | 304L- seamless Ra ≤ 0.8 | 3/8" |  | 0 | unit | 0 | 0 | 0 | 0 | 0
54 | GASES | CDA/O2S | Fittings | 304L |  | 304L- seamless Ra ≤ 0.8 | 3/8" |  | 0 | unit | 0 | 0 | 0 | 0 | 0
55 | GASES | CDA/O2S | Valve | 304L |  | 304L- seamless Ra ≤ 0.8 | 3/8" |  | 0 | unit | 0 | 0 | 0 | 0 | 0
56 | GASES | CDA/O2S | Regulator + Manometer | 304L |  | 304L- seamless Ra ≤ 0.8 | 3/8" |  | 0 | unit | 0 | 0 | 0 | 0 | 0
57 | GASES | CDA/O2S | Tube | 304L |  | 304L- seamless Ra ≤ 0.8 | 1/2" |  | 0 | m | 0 | 0 | 0 | 0 | 0
58 | GASES | CDA/O2S | Elbows | 304L |  | 304L- seamless Ra ≤ 0.8 | 1/2" |  | 0 | unit | 0 | 0 | 0 | 0 | 0
59 | GASES | CDA/O2S | Tee | 304L |  | 304L- seamless Ra ≤ 0.8 | 1/2" |  | 0 | unit | 0 | 0 | 0 | 0 | 0
60 | GASES | CDA/O2S | Fittings | 304L |  | 304L- seamless Ra ≤ 0.8 | 1/2" |  | 0 | unit | 0 | 0 | 0 | 0 | 0
61 | GASES | CDA/O2S | Valve | 304L |  | 304L- seamless Ra ≤ 0.8 | 1/2" |  | 0 | unit | 0 | 0 | 0 | 0 | 0
62 | GASES | CDA/O2S | Regulator + Manometer | 304L |  | 304L- seamless Ra ≤ 0.8 | 1/2" |  | 0 | unit | 0 | 0 | 0 | 0 | 0
63 | GASES | CDA/O2S | Tube | 304L |  | 304L- seamless Ra ≤ 0.8 | 3/4" |  | 0 | m | 0 | 0 | 0 | 0 | 0
64 | GASES | CDA/O2S | Elbows | 304L |  | 304L- seamless Ra ≤ 0.8 | 3/4" |  | 0 | unit | 0 | 0 | 0 | 0 | 0
65 | GASES | CDA/O2S | Tee | 304L |  | 304L- seamless Ra ≤ 0.8 | 3/4" |  | 0 | unit | 0 | 0 | 0 | 0 | 0
66 | GASES | CDA/O2S | Fittings | 304L |  | 304L- seamless Ra ≤ 0.8 | 3/4" |  | 0 | unit | 0 | 0 | 0 | 0 | 0
67 | GASES | CDA/O2S | Valve | 304L |  | 304L- seamless Ra ≤ 0.8 | 3/4" |  | 0 | unit | 0 | 0 | 0 | 0 | 0
68 | GASES | CDA/O2S | Regulator + Manometer | 304L |  | 304L- seamless Ra ≤ 0.8 | 3/4" |  | 0 | unit | 0 | 0 | 0 | 0 | 0
69 | GASES | CDA/O2S | Tube | 304L |  | 304L- seamless Ra ≤ 0.8 | 1'' |  | 0 | m | 0 | 0 | 0 | 0 | 0
70 | GASES | CDA/O2S | Elbows | 304L |  | 304L- seamless Ra ≤ 0.8 | 1'' |  | 0 | unit | 0 | 0 | 0 | 0 | 0
71 | GASES | CDA/O2S | Tee | 304L |  | 304L- seamless Ra ≤ 0.8 | 1'' |  | 0 | unit | 0 | 0 | 0 | 0 | 0
72 | GASES | CDA/O2S | Fittings | 304L |  | 304L- seamless Ra ≤ 0.8 | 1'' |  | 0 | unit | 0 | 0 | 0 | 0 | 0
73 | GASES | CDA/O2S | Valve | 304L |  | 304L- seamless Ra ≤ 0.8 | 1'' |  | 0 | unit | 0 | 0 | 0 | 0 | 0
74 | GASES | CDA/O2S | Regulator + Manometer | 304L |  | 304L- seamless Ra ≤ 0.8 | 1'' |  | 0 | unit | 0 | 0 | 0 | 0 | 0
75 | GASES | CDA/O2S | Digital Flowmeter | 304L |  |  | various |  | 0 | unit | 0 | 0 | 0 | 0 | 0
76 | GASES | CDA/O2S | Flexible tube | PFA |  |  |  |  | 0 | m | 0 | 0 | 0 | 0 | 0
77 | GASES | CDA/O2S | Test and certification (Pressure,moisture,Particles,leak for gas lines) | [5 empty] | 0 | unit | 0 | 0 | 0 | 0 | 0
78 | GASES | CDA/O2S | Other | [5 empty] | 0 |  | 0 | 0 | 0 | 0 | 0
79 | GASES | CDA/O2S | Other | [5 empty] | 0 |  | 0 | 0 | 0 | 0 | 0
| GASES | SN2 | SN2
80 | GASES | SN2 | Tube | 316L |  | 316L- seamless Ra ≤ 0.8 | 1/4'' to 3/8" |  | 0 | m | 0 | 0 | 0 | 0 | 0
81 | GASES | SN2 | Elbows | 316L |  | 316L- seamless Ra ≤ 0.8 | 1/4'' to 3/8" |  | 0 | unit | 0 | 0 | 0 | 0 | 0
82 | GASES | SN2 | Tee | 316L |  | 316L- seamless Ra ≤ 0.8 | 1/4'' to 3/8" |  | 0 | unit | 0 | 0 | 0 | 0 | 0
83 | GASES | SN2 | Fittings | 316L |  | 316L- seamless Ra ≤ 0.8 | 1/4'' to 3/8" |  | 0 | unit | 0 | 0 | 0 | 0 | 0
84 | GASES | SN2 | Valve | 316L |  | 316L- seamless Ra ≤ 0.8 | 1/4'' to 3/8" |  | 0 | unit | 0 | 0 | 0 | 0 | 0
85 | GASES | SN2 | Regulator + Manometer | 316L |  | 316L- seamless Ra ≤ 0.8 | 1/4'' to 3/8" |  | 0 | unit | 0 | 0 | 0 | 0 | 0
86 | GASES | SN2 | Tube | 316L |  | 316L- seamless Ra ≤ 0.8 | 1/2" |  | 0 | m | 0 | 0 | 0 | 0 | 0
87 | GASES | SN2 | Elbows | 316L |  | 316L- seamless Ra ≤ 0.8 | 1/2" |  | 0 | unit | 0 | 0 | 0 | 0 | 0
88 | GASES | SN2 | Tee | 316L |  | 316L- seamless Ra ≤ 0.8 | 1/2" |  | 0 | unit | 0 | 0 | 0 | 0 | 0
89 | GASES | SN2 | Fittings | 316L |  | 316L- seamless Ra ≤ 0.8 | 1/2" |  | 0 | unit | 0 | 0 | 0 | 0 | 0
90 | GASES | SN2 | Valve | 316L |  | 316L- seamless Ra ≤ 0.8 | 1/2" |  | 0 | unit | 0 | 0 | 0 | 0 | 0
91 | GASES | SN2 | Regulator + Manometer | 316L |  | 316L- seamless Ra ≤ 0.8 | 1/2" |  | 0 | unit | 0 | 0 | 0 | 0 | 0
92 | GASES | SN2 | Tube | 316L |  | 316L- seamless Ra ≤ 0.8 | 3/4" |  | 0 | m | 0 | 0 | 0 | 0 | 0
93 | GASES | SN2 | Elbows | 316L |  | 316L- seamless Ra ≤ 0.8 | 3/4" |  | 0 | unit | 0 | 0 | 0 | 0 | 0
94 | GASES | SN2 | Tee | 316L |  | 316L- seamless Ra ≤ 0.8 | 3/4" |  | 0 | unit | 0 | 0 | 0 | 0 | 0
95 | GASES | SN2 | Fittings | 316L |  | 316L- seamless Ra ≤ 0.8 | 3/4" |  | 0 | unit | 0 | 0 | 0 | 0 | 0
96 | GASES | SN2 | Valve | 316L |  | 316L- seamless Ra ≤ 0.8 | 3/4" |  | 0 | unit | 0 | 0 | 0 | 0 | 0
97 | GASES | SN2 | Regulator + Manometer | 316L |  | 316L- seamless Ra ≤ 0.8 | 3/4" |  | 0 | unit | 0 | 0 | 0 | 0 | 0
98 | GASES | SN2 | Tube | 316L |  | 316L- seamless Ra ≤ 0.8 | 1'' |  | 0 | m | 0 | 0 | 0 | 0 | 0
99 | GASES | SN2 | Elbows | 316L |  | 316L- seamless Ra ≤ 0.8 | 1'' |  | 0 | unit | 0 | 0 | 0 | 0 | 0
100 | GASES | SN2 | Tee | 316L |  | 316L- seamless Ra ≤ 0.8 | 1'' |  | 0 | unit | 0 | 0 | 0 | 0 | 0
101 | GASES | SN2 | Fittings | 316L |  | 316L- seamless Ra ≤ 0.8 | 1'' |  | 0 | unit | 0 | 0 | 0 | 0 | 0
102 | GASES | SN2 | Valve | 316L |  | 316L- seamless Ra ≤ 0.8 | 1'' |  | 0 | unit | 0 | 0 | 0 | 0 | 0
103 | GASES | SN2 | Regulator + Manometer | 316L |  | 316L- seamless Ra ≤ 0.8 | 1'' |  | 0 | unit | 0 | 0 | 0 | 0 | 0
104 | GASES | SN2 | Tube | PFA |  | 450HP | 1/4'' to 3/4'' |  | 0 | m | 0 | 0 | 0 | 0 | 0
105 | GASES | SN2 | Test and certification (Pressure,moisture,Particles,leak for gas lines) | [5 empty] | 0 | unit | 0 | 0 | 0 | 0 | 0
106 | GASES | SN2 | Other | [5 empty] | 0 |  | 0 | 0 | 0 | 0 | 0
107 | GASES | SN2 | Other | [5 empty] | 0 |  | 0 | 0 | 0 | 0 | 0
| GASES | Gas Single Envel. | Specilaty Gas Single envelope (INERTS) ArXeNe,CO2,HeN2,KrNe,Xe,C4F8,ArHe,C2F6,CF4,CHF3,CO2,N2O,O2He,SF6,H2N2-3%,O2N2
108 | GASES | Gas Single Envel. | Tube | 316L EP |  | 316L- seamless- EP- Ra ≤ 0.25um - AOD/VAR | 1/4'' |  | 0 | m | 0 | 0 | 0 | 0 | 0
109 | GASES | Gas Single Envel. | Elbows | 316L EP |  | 316L- seamless- EP- Ra ≤ 0.25um - AOD/VAR | 1/4'' |  | 0 | unit | 0 | 0 | 0 | 0 | 0
110 | GASES | Gas Single Envel. | Tee | 316L EP |  | 316L- seamless- EP- Ra ≤ 0.25um - AOD/VAR | 1/4'' |  | 0 | unit | 0 | 0 | 0 | 0 | 0
111 | GASES | Gas Single Envel. | Fittings | 316L EP |  | 316L- seamless- EP- Ra ≤ 0.25um - AOD/VAR | 1/4'' |  | 0 | unit | 0 | 0 | 0 | 0 | 0
112 | GASES | Gas Single Envel. | Valve | 316L EP |  | 316L- seamless- EP- Ra ≤ 0.25um - AOD/VAR | 1/4'' |  | 0 | unit | 0 | 0 | 0 | 0 | 0
113 | GASES | Gas Single Envel. | Regulator + Manometer | 316L EP |  | 316L- seamless- EP- Ra ≤ 0.25um - AOD/VAR | 1/4'' |  | 0 | unit | 0 | 0 | 0 | 0 | 0
114 | GASES | Gas Single Envel. | Gas Stick | 316L EP |  | 316L- seamless- EP- Ra ≤ 0.25um - AOD/VAR | 1/4'' |  | 0 | unit | 0 | 0 | 0 | 0 | 0
115 | GASES | Gas Single Envel. | Tube | 316L EP |  | 316L- seamless- EP- Ra ≤ 0.25um - AOD/VAR | 3/8" |  | 0 | m | 0 | 0 | 0 | 0 | 0
116 | GASES | Gas Single Envel. | Elbows | 316L EP |  | 316L- seamless- EP- Ra ≤ 0.25um - AOD/VAR | 3/8" |  | 0 | unit | 0 | 0 | 0 | 0 | 0
117 | GASES | Gas Single Envel. | Tee | 316L EP |  | 316L- seamless- EP- Ra ≤ 0.25um - AOD/VAR | 3/8" |  | 0 | unit | 0 | 0 | 0 | 0 | 0
118 | GASES | Gas Single Envel. | Fittings | 316L EP |  | 316L- seamless- EP- Ra ≤ 0.25um - AOD/VAR | 3/8" |  | 0 | unit | 0 | 0 | 0 | 0 | 0
119 | GASES | Gas Single Envel. | Valve | 316L EP |  | 316L- seamless- EP- Ra ≤ 0.25um - AOD/VAR | 3/8" |  | 0 | unit | 0 | 0 | 0 | 0 | 0
120 | GASES | Gas Single Envel. | Regulator + Manometer | 316L EP |  | 316L- seamless- EP- Ra ≤ 0.25um - AOD/VAR | 3/8" |  | 0 | unit | 0 | 0 | 0 | 0 | 0
121 | GASES | Gas Single Envel. | Gas Stick | 316L EP |  | 316L- seamless- EP- Ra ≤ 0.25um - AOD/VAR | 3/8" |  | 0 | unit | 0 | 0 | 0 | 0 | 0
122 | GASES | Gas Single Envel. | Tube | 316L EP |  | 316L- seamless- EP- Ra ≤ 0.25um - AOD/VAR | 1/2" |  | 0 | m | 0 | 0 | 0 | 0 | 0
123 | GASES | Gas Single Envel. | Elbows | 316L EP |  | 316L- seamless- EP- Ra ≤ 0.25um - AOD/VAR | 1/2" |  | 0 | unit | 0 | 0 | 0 | 0 | 0
124 | GASES | Gas Single Envel. | Tee | 316L EP |  | 316L- seamless- EP- Ra ≤ 0.25um - AOD/VAR | 1/2" |  | 0 | unit | 0 | 0 | 0 | 0 | 0
125 | GASES | Gas Single Envel. | Fittings | 316L EP |  | 316L- seamless- EP- Ra ≤ 0.25um - AOD/VAR | 1/2" |  | 0 | unit | 0 | 0 | 0 | 0 | 0
126 | GASES | Gas Single Envel. | Valve | 316L EP |  | 316L- seamless- EP- Ra ≤ 0.25um - AOD/VAR | 1/2" |  | 0 | unit | 0 | 0 | 0 | 0 | 0
127 | GASES | Gas Single Envel. | Regulator + Manometer | 316L EP |  | 316L- seamless- EP- Ra ≤ 0.25um - AOD/VAR | 1/2" |  | 0 | unit | 0 | 0 | 0 | 0 | 0
128 | GASES | Gas Single Envel. | Gas Stick | 316L EP |  | 316L- seamless- EP- Ra ≤ 0.25um - AOD/VAR | 1/2" |  | 0 | unit | 0 | 0 | 0 | 0 | 0
129 | GASES | Gas Single Envel. | Tube | 316L EP |  | 316L- seamless- EP- Ra ≤ 0.25um - AOD/VAR | 3/4'' |  | 0 | m | 0 | 0 | 0 | 0 | 0
130 | GASES | Gas Single Envel. | Elbows | 316L EP |  | 316L- seamless- EP- Ra ≤ 0.25um - AOD/VAR | 3/4'' |  | 0 | unit | 0 | 0 | 0 | 0 | 0
131 | GASES | Gas Single Envel. | Tee | 316L EP |  | 316L- seamless- EP- Ra ≤ 0.25um - AOD/VAR | 3/4'' |  | 0 | unit | 0 | 0 | 0 | 0 | 0
132 | GASES | Gas Single Envel. | Fittings | 316L EP |  | 316L- seamless- EP- Ra ≤ 0.25um - AOD/VAR | 3/4'' |  | 0 | unit | 0 | 0 | 0 | 0 | 0
133 | GASES | Gas Single Envel. | Valve | 316L EP |  | 316L- seamless- EP- Ra ≤ 0.25um - AOD/VAR | 3/4'' |  | 0 | unit | 0 | 0 | 0 | 0 | 0
134 | GASES | Gas Single Envel. | Regulator + Manometer | 316L EP |  | 316L- seamless- EP- Ra ≤ 0.25um - AOD/VAR | 3/4'' |  | 0 | unit | 0 | 0 | 0 | 0 | 0
135 | GASES | Gas Single Envel. | Gas Stick | 316L EP |  | 316L- seamless- EP- Ra ≤ 0.25um - AOD/VAR | 3/4'' |  | 0 | unit | 0 | 0 | 0 | 0 | 0
136 | GASES | Gas Single Envel. | Bulkhead |  |  |  | various |  | 0 | unit | 0 | 0 | 0 | 0 | 0
137 | GASES | Gas Single Envel. | Test and certification (Pressure,moisture,Particles,leak for gas lines) | [5 empty] | 0 | unit | 0 | 0 | 0 | 0 | 0
138 | GASES | Gas Single Envel. | Other | [5 empty] | 0 |  | 0 | 0 | 0 | 0 | 0
139 | GASES | Gas Single Envel. | Other | [5 empty] | 0 |  | 0 | 0 | 0 | 0 | 0
| GASES | Gas Double Envel. | Specilaty Gas Double envelope (Toxic,Flamm,Corrosive) 4%B2H6/H2,CH4/Ar10%,CH3F,CO,PH3,SiH4,C4F6,CH2F2,DCS,TMS,He/N2,NF3,CH4,NO,O3,H2,SiH2Cl2,NH3,N2H2,He/H2-5%,,TEOS,TCS,C2H2,DCE-TRANSLC,TEB,TDMAT,F2KrNe,Cl2,HBr,HCl,BF3,SiF4,TEPO,HCD,SO2,BCl3,HF,N2O,5%B2H6/N2,F2ArNe,BCl3,WF6,SiCl4
140 | GASES | Gas Double Envel. | Tube | 316L EP |  | 316L- seamless- EP- Ra ≤ 0.25um - AOD/VAR | 1/4'' X 1/2''….. |  | 0 | m | 0 | 0 | 0 | 0 | 0
141 | GASES | Gas Double Envel. | Fittings | 316L EP |  | 316L- seamless- EP- Ra ≤ 0.25um - AOD/VAR | 1/4'' X 1/2''….. |  | 0 | m | 0 | 0 | 0 | 0 | 0
142 | GASES | Gas Double Envel. | Tee purge + purge valve | 316L EP |  | 316L- seamless- EP- Ra ≤ 0.25um - AOD/VAR | 1/4'' X 1/2''….. |  | 0 | m | 0 | 0 | 0 | 0 | 0
143 | GASES | Gas Double Envel. | Elbows | 316L EP |  | 316L- seamless- EP- Ra ≤ 0.25um - AOD/VAR | 1/4'' X 1/2''….. |  | 0 | m | 0 | 0 | 0 | 0 | 0
144 | GASES | Gas Double Envel. | Valve | 316L EP |  | 316L- seamless- EP- Ra ≤ 0.25um - AOD/VAR | 1/4'' X 1/2''….. |  | 0 | m | 0 | 0 | 0 | 0 | 0
145 | GASES | Gas Double Envel. | Regulator + Manometer | 316L EP |  | 316L- seamless- EP- Ra ≤ 0.25um - AOD/VAR | 1/4'' X 1/2''….. |  | 0 | m | 0 | 0 | 0 | 0 | 0
146 | GASES | Gas Double Envel. | Gas Stick | 316L EP |  | 316L- seamless- EP- Ra ≤ 0.25um - AOD/VAR | 1/4'' X 1/2''….. |  | 0 | m | 0 | 0 | 0 | 0 | 0
147 | GASES | Gas Double Envel. | Tube | 316L EP |  | 316L- seamless- EP- Ra ≤ 0.25um - AOD/VAR | 3/8'' X 5/8''…. |  | 0 | m | 0 | 0 | 0 | 0 | 0
148 | GASES | Gas Double Envel. | Fittings | 316L EP |  | 316L- seamless- EP- Ra ≤ 0.25um - AOD/VAR | 3/8'' X 5/8''…. |  | 0 | m | 0 | 0 | 0 | 0 | 0
149 | GASES | Gas Double Envel. | Elbows | 316L EP |  | 316L- seamless- EP- Ra ≤ 0.25um - AOD/VAR | 3/8'' X 5/8''…. |  | 0 | m | 0 | 0 | 0 | 0 | 0
150 | GASES | Gas Double Envel. | Valve | 316L EP |  | 316L- seamless- EP- Ra ≤ 0.25um - AOD/VAR | 3/8'' X 5/8''…. |  | 0 | m | 0 | 0 | 0 | 0 | 0
151 | GASES | Gas Double Envel. | Regulator + Manometer | 316L EP |  | 316L- seamless- EP- Ra ≤ 0.25um - AOD/VAR | 3/8'' X 5/8''…. |  | 0 | m | 0 | 0 | 0 | 0 | 0
152 | GASES | Gas Double Envel. | Gas Stick | 316L EP |  | 316L- seamless- EP- Ra ≤ 0.25um - AOD/VAR | 3/8'' X 5/8''…. |  | 0 | m | 0 | 0 | 0 | 0 | 0
153 | GASES | Gas Double Envel. | Tube | 316L EP |  | 316L- seamless- EP- Ra ≤ 0.25um - AOD/VAR | 1/2'' X 3/4''….. |  | 0 | m | 0 | 0 | 0 | 0 | 0
154 | GASES | Gas Double Envel. | Fittings | 316L EP |  | 316L- seamless- EP- Ra ≤ 0.25um - AOD/VAR | 1/2'' X 3/4''….. |  | 0 | m | 0 | 0 | 0 | 0 | 0
155 | GASES | Gas Double Envel. | Tee purge + purge valve | 316L EP |  | 316L- seamless- EP- Ra ≤ 0.25um - AOD/VAR | 1/2'' X 3/4''….. |  | 0 | m | 0 | 0 | 0 | 0 | 0
156 | GASES | Gas Double Envel. | Elbows | 316L EP |  | 316L- seamless- EP- Ra ≤ 0.25um - AOD/VAR | 1/2'' X 3/4''….. |  | 0 | m | 0 | 0 | 0 | 0 | 0
157 | GASES | Gas Double Envel. | Valve | 316L EP |  | 316L- seamless- EP- Ra ≤ 0.25um - AOD/VAR | 1/2'' X 3/4''….. |  | 0 | m | 0 | 0 | 0 | 0 | 0
158 | GASES | Gas Double Envel. | Regulator + Manometer | 316L EP |  | 316L- seamless- EP- Ra ≤ 0.25um - AOD/VAR | 1/2'' X 3/4''….. |  | 0 | m | 0 | 0 | 0 | 0 | 0
159 | GASES | Gas Double Envel. | Gas Stick | 316L EP |  | 316L- seamless- EP- Ra ≤ 0.25um - AOD/VAR | 1/2'' X 3/4''….. |  | 0 | m | 0 | 0 | 0 | 0 | 0
160 | GASES | Gas Double Envel. | Tube | 316L EP |  | 316L- seamless- EP- Ra ≤ 0.25um - AOD/VAR | 3/4'' X 1''…. |  | 0 | m | 0 | 0 | 0 | 0 | 0
161 | GASES | Gas Double Envel. | Fittings | 316L EP |  | 316L- seamless- EP- Ra ≤ 0.25um - AOD/VAR | 3/4'' X 1''…. |  | 0 | m | 0 | 0 | 0 | 0 | 0
162 | GASES | Gas Double Envel. | Tee purge + purge valve + manometer | 316L EP |  | 316L- seamless- EP- Ra ≤ 0.25um - AOD/VAR | 3/4'' X 1''…. |  | 0 | m | 0 | 0 | 0 | 0 | 0
163 | GASES | Gas Double Envel. | Elbows | 316L EP |  | 316L- seamless- EP- Ra ≤ 0.25um - AOD/VAR | 3/4'' X 1''…. |  | 0 | m | 0 | 0 | 0 | 0 | 0
164 | GASES | Gas Double Envel. | Valve | 316L EP |  | 316L- seamless- EP- Ra ≤ 0.25um - AOD/VAR | 3/4'' X 1''…. |  | 0 | m | 0 | 0 | 0 | 0 | 0
165 | GASES | Gas Double Envel. | Regulator + Manometer | 316L EP |  | 316L- seamless- EP- Ra ≤ 0.25um - AOD/VAR | 3/4'' X 1''…. |  | 0 | m | 0 | 0 | 0 | 0 | 0
166 | GASES | Gas Double Envel. | Gas Stick | 316L EP |  | 316L- seamless- EP- Ra ≤ 0.25um - AOD/VAR | 3/4'' X 1''…. |  | 0 | m | 0 | 0 | 0 | 0 | 0
167 | GASES | Gas Double Envel. | Pressure indicator for coaxial leakage control | 316L EP |  | 316L- seamless- EP- Ra ≤ 0.25um - | various |  | 0 | unit | 0 | 0 | 0 | 0 | 0
168 | GASES | Gas Double Envel. | Bulkhead | 316L EP |  | 316L- seamless- EP- Ra ≤ 0.25um - | various |  | 0 | unit | 0 | 0 | 0 | 0 | 0
169 | GASES | Gas Double Envel. | Gas stick hazardous gases with multivalve purge | 316L EP |  | 316L- seamless- EP- Ra ≤ 0.25um - | various |  | 0 | unit | 0 | 0 | 0 | 0 | 0
170 | GASES | Gas Double Envel. | Test and certification (Pressure,moisture,Particles,leak for gas lines) | [5 empty] | 0 | unit | 0 | 0 | 0 | 0 | 0
171 | GASES | Gas Double Envel. | Other | [5 empty] | 0 |  | 0 | 0 | 0 | 0 | 0
172 | GASES | Gas Double Envel. | Other | [5 empty] | 0 |  | 0 | 0 | 0 | 0 | 0
| WATER | PCW | LIQUID FLUIDS
| WATER | PCW | PCW
173 | WATER | PCW | Tube (tees,curves, reductions,….….) | 304L |  | 304L - rolled welded | 1/2"- DN15 |  | 0 | m | 0 | 0 | 0 | 0 | 0
174 | WATER | PCW | Isolation Valve | 304L |  | 304L spherical | 1/2"- DN15 |  | 0 | unit | 0 | 0 | 0 | 0 | 0
175 | WATER | PCW | Elbows | 304L |  | 304L | 1/2"- DN15 |  | 0 | unit | 0 | 0 | 0 | 0 | 0
176 | WATER | PCW | Balancing Valve | 304L |  | 304L | 1/2"- DN15 |  | 0 | unit | 0 | 0 | 0 | 0 | 0
177 | WATER | PCW | Regulator | 304L |  | 304L | 1/2"- DN15 |  | 0 | unit | 0 | 0 | 0 | 0 | 0
178 | WATER | PCW | Digital flowmeter | 304L |  | 304L | 1/2"- DN15 |  | 0 | unit | 0 | 0 | 0 | 0 | 0
179 | WATER | PCW | Analog flowmeter | 304L |  | 304L | 1/2"- DN15 |  | 0 | unit | 0 | 0 | 0 | 0 | 0
180 | WATER | PCW | Tube (tees,curves, reductions,….….) | 304L |  | 304L - rolled welded | 3/4'' -DN20 |  | 0 | m | 0 | 0 | 0 | 0 | 0
181 | WATER | PCW | Isolation Valve | 304L |  | 304L spherical | 3/4'' -DN20 |  | 0 | unit | 0 | 0 | 0 | 0 | 0
182 | WATER | PCW | Elbows | 304L |  | 304L | 3/4'' -DN20 |  | 0 | unit | 0 | 0 | 0 | 0 | 0
183 | WATER | PCW | Balancing Valve | 304L |  | 304L | 3/4'' -DN20 |  | 0 | unit | 0 | 0 | 0 | 0 | 0
184 | WATER | PCW | Regulator | 304L |  | 304L | 3/4'' -DN20 |  | 0 | unit | 0 | 0 | 0 | 0 | 0
185 | WATER | PCW | Digital flowmeter | 304L |  | 304L | 3/4'' -DN20 |  | 0 | unit | 0 | 0 | 0 | 0 | 0
186 | WATER | PCW | Analog flowmeter | 304L |  | 304L | 3/4'' -DN20 |  | 0 | unit | 0 | 0 | 0 | 0 | 0
187 | WATER | PCW | Tube (tees,curves, reductions,….….) | 304L |  | 304L - rolled welded | 1'' - DN 25 |  | 0 | m | 0 | 0 | 0 | 0 | 0
188 | WATER | PCW | Isolation Valve | 304L |  | 304L spherical | 1'' - DN 25 |  | 0 | unit | 0 | 0 | 0 | 0 | 0
189 | WATER | PCW | Elbows | 304L |  | 304L | 1'' - DN 25 |  | 0 | unit | 0 | 0 | 0 | 0 | 0
190 | WATER | PCW | Balancing Valve | 304L |  | 304L | 1'' - DN 25 |  | 0 | unit | 0 | 0 | 0 | 0 | 0
191 | WATER | PCW | Regulator | 304L |  | 304L | 1'' - DN 25 |  | 0 | unit | 0 | 0 | 0 | 0 | 0
192 | WATER | PCW | Digital flowmeter | 304L |  | 304L | 1'' - DN 25 |  | 0 | unit | 0 | 0 | 0 | 0 | 0
193 | WATER | PCW | Analog flowmeter | 304L |  | 304L | 1'' - DN 25 |  | 0 | unit | 0 | 0 | 0 | 0 | 0
194 | WATER | PCW | Tube (tees,curves, reductions,….….) | 304L |  | 304L - rolled welded | 1"1/4 - DN32 |  | 0 | m | 0 | 0 | 0 | 0 | 0
195 | WATER | PCW | Isolation Valve | 304L |  | 304L spherical | 1"1/4 - DN32 |  | 0 | unit | 0 | 0 | 0 | 0 | 0
196 | WATER | PCW | Elbows | 304L |  | 304L | 1"1/4 - DN32 |  | 0 | unit | 0 | 0 | 0 | 0 | 0
197 | WATER | PCW | Balancing Valve | 304L |  | 304L | 1"1/4 - DN32 |  | 0 | unit | 0 | 0 | 0 | 0 | 0
198 | WATER | PCW | Regulator | 304L |  | 304L | 1"1/4 - DN32 |  | 0 | unit | 0 | 0 | 0 | 0 | 0
199 | WATER | PCW | Digital flowmeter | 304L |  | 304L | 1"1/4 - DN32 |  | 0 | unit | 0 | 0 | 0 | 0 | 0
200 | WATER | PCW | Analog flowmeter | 304L |  | 304L | 1"1/4 - DN32 |  | 0 | unit | 0 | 0 | 0 | 0 | 0
201 | WATER | PCW | Tube (tees,curves, reductions,….….) | 304L |  | 304L - rolled welded | 1"1/2'- DN40 |  | 0 | m | 0 | 0 | 0 | 0 | 0
202 | WATER | PCW | Isolation Valve | 304L |  | 304L spherical | 1"1/2'- DN40 |  | 0 | unit | 0 | 0 | 0 | 0 | 0
203 | WATER | PCW | Elbows | 304L |  | 304L | 1"1/2'- DN40 |  | 0 | unit | 0 | 0 | 0 | 0 | 0
204 | WATER | PCW | Balancing Valve | 304L |  | 304L | 1"1/2'- DN40 |  | 0 | unit | 0 | 0 | 0 | 0 | 0
205 | WATER | PCW | Regulator | 304L |  | 304L | 1"1/2'- DN40 |  | 0 | unit | 0 | 0 | 0 | 0 | 0
206 | WATER | PCW | Digital flowmeter | 304L |  | 304L | 1"1/2'- DN40 |  | 0 | unit | 0 | 0 | 0 | 0 | 0
207 | WATER | PCW | Analog flowmeter | 304L |  | 304L | 1"1/2'- DN40 |  | 0 | unit | 0 | 0 | 0 | 0 | 0
208 | WATER | PCW | Tube (tees,curves, reductions,….….) | 304L |  | 304L - rolled welded | 2" DN50 |  | 0 | m | 0 | 0 | 0 | 0 | 0
209 | WATER | PCW | Isolation Valve | 304L |  | 304L spherical | 2" DN50 |  | 0 | unit | 0 | 0 | 0 | 0 | 0
210 | WATER | PCW | Elbows | 304L |  | 304L | 2" DN50 |  | 0 | unit | 0 | 0 | 0 | 0 | 0
211 | WATER | PCW | Balancing Valve | 304L |  | 304L | 2" DN50 |  | 0 | unit | 0 | 0 | 0 | 0 | 0
212 | WATER | PCW | Regulator | 304L |  | 304L | 2" DN50 |  | 0 | unit | 0 | 0 | 0 | 0 | 0
213 | WATER | PCW | Digital flowmeter | 304L |  | 304L | 2" DN50 |  | 0 | unit | 0 | 0 | 0 | 0 | 0
214 | WATER | PCW | Analog flowmeter | 304L |  | 304L | 2" DN50 |  | 0 | unit | 0 | 0 | 0 | 0 | 0
215 | WATER | PCW | Tube (tees,curves, reductions,….….) | 304L |  | 304L - rolled welded | 2"1/2 '- DN63 |  | 0 | unit | 0 | 0 | 0 | 0 | 0
216 | WATER | PCW | Isolation Valve | 304L |  | 304L spherical | 2"1/2 '- DN63 |  | 0 | unit | 0 | 0 | 0 | 0 | 0
217 | WATER | PCW | Elbows | 304L |  | 304L | 2"1/2 '- DN63 |  | 0 | unit | 0 | 0 | 0 | 0 | 0
218 | WATER | PCW | Balancing Valve | 304L |  | 304L | 2"1/2 '- DN63 |  | 0 | unit | 0 | 0 | 0 | 0 | 0
219 | WATER | PCW | Regulator | 304L |  | 304L | 2"1/2 '- DN63 |  | 0 | unit | 0 | 0 | 0 | 0 | 0
220 | WATER | PCW | Digital flowmeter | 304L |  | 304L | 2"1/2 '- DN63 |  | 0 | unit | 0 | 0 | 0 | 0 | 0
221 | WATER | PCW | Analog flowmeter | 304L |  | 304L | 2"1/2 '- DN63 |  | 0 | unit | 0 | 0 | 0 | 0 | 0
222 | WATER | PCW | Tube (tees,curves, reductions,….….) | 304L |  | 304L - rolled welded | 3"- DN80 |  | 0 | m | 0 | 0 | 0 | 0 | 0
223 | WATER | PCW | Isolation Valve | 304L |  | 304L spherical | 3"- DN80 |  | 0 | unit | 0 | 0 | 0 | 0 | 0
224 | WATER | PCW | Elbows | 304L |  | 304L | 3"- DN80 |  | 0 | unit | 0 | 0 | 0 | 0 | 0
225 | WATER | PCW | Balancing Valve | 304L |  | 304L | 3"- DN80 |  | 0 | unit | 0 | 0 | 0 | 0 | 0
226 | WATER | PCW | Regulator | 304L |  | 304L | 3"- DN80 |  | 0 | unit | 0 | 0 | 0 | 0 | 0
227 | WATER | PCW | Digital flowmeter | 304L |  | 304L | 3"- DN80 |  | 0 | unit | 0 | 0 | 0 | 0 | 0
228 | WATER | PCW | Analog flowmeter | 304L |  | 304L | 3"- DN80 |  | 0 | unit | 0 | 0 | 0 | 0 | 0
229 | WATER | PCW | Tube (tees,curves, reductions,….….) | 304L |  | 304L - rolled welded | 4" - DN100 |  | 0 | unit | 0 | 0 | 0 | 0 | 0
230 | WATER | PCW | Isolation Valve | 304L |  | 304L spherical | 4" - DN100 |  | 0 | unit | 0 | 0 | 0 | 0 | 0
231 | WATER | PCW | Elbows | 304L |  | 304L | 4" - DN100 |  | 0 | unit | 0 | 0 | 0 | 0 | 0
232 | WATER | PCW | Balancing Valve | 304L |  | 304L | 4" - DN100 |  | 0 | unit | 0 | 0 | 0 | 0 | 0
233 | WATER | PCW | Regulator | 304L |  | 304L | 4" - DN100 |  | 0 | unit | 0 | 0 | 0 | 0 | 0
234 | WATER | PCW | Digital flowmeter | 304L |  | 304L | 4" - DN100 |  | 0 | unit | 0 | 0 | 0 | 0 | 0
235 | WATER | PCW | Analog flowmeter | 304L |  | 304L | 4" - DN100 |  | 0 | unit | 0 | 0 | 0 | 0 | 0
236 | WATER | PCW | Push on rubber flexible hose | rubber |  | PN16 | 1/2" |  | 0 | m | 0 | 0 | 0 | 0 | 0
237 | WATER | PCW | Push on rubber flexible hose | rubber |  | PN16 | 3/4" |  | 0 | m | 0 | 0 | 0 | 0 | 0
238 | WATER | PCW | Push on rubber flexible hose | rubber |  | PN16 | 1'' |  | 0 | m | 0 | 0 | 0 | 0 | 0
239 | WATER | PCW | Push on SS braided flexible hose | rubber + SS ext. |  | PN16 | 1/2" |  | 0 | m | 0 | 0 | 0 | 0 | 0
240 | WATER | PCW | Push on SS braided flexible hose | rubber + SS ext. |  | PN16 | 3/4" |  | 0 | m | 0 | 0 | 0 | 0 | 0
241 | WATER | PCW | Push on SS braided flexible hose | rubber + SS ext. |  | PN16 | 1'' |  | 0 | m | 0 | 0 | 0 | 0 | 0
242 | WATER | PCW | Push on connector | 304L |  | PN16 | 1/2" |  | 0 | unit | 0 | 0 | 0 | 0 | 0
243 | WATER | PCW | Push on connector | 304L |  | PN16 | 3/4" |  | 0 | unit | 0 | 0 | 0 | 0 | 0
244 | WATER | PCW | Push on connector | 304L |  | PN16 | 1'' |  | 0 | unit | 0 | 0 | 0 | 0 | 0
245 | WATER | PCW | Test and certification (Pressure) | [5 empty] | 0 | unit | 0 | 0 | 0 | 0 | 0
246 | WATER | PCW | Other | [5 empty] | 0 |  | 0 | 0 | 0 | 0 | 0
247 | WATER | PCW | Other | [5 empty] | 0 |  | 0 | 0 | 0 | 0 | 0
| WATER | PSW | PSW
248 | WATER | PSW | Tube | PPH |  | PN10/PN16 | 1/2"to 1" |  | 0 | m | 0 | 0 | 0 | 0 | 0
249 | WATER | PSW | Elbow | PPH |  | PN10/PN16 | 1/2"to 1" |  | 0 | unit | 0 | 0 | 0 | 0 | 0
250 | WATER | PSW | Valve | PPH |  | PN10/PN16 | 1/2"to 1" |  | 0 | unit | 0 | 0 | 0 | 0 | 0
251 | WATER | PSW | Regulator | PPH |  | PN10/PN16 | 1/2"to 1" |  | 0 | unit | 0 | 0 | 0 | 0 | 0
252 | WATER | PSW | Flowmeter | PPH |  | PN10/PN16 | 1/2"to 1" |  | 0 | unit | 0 | 0 | 0 | 0 | 0
253 | WATER | PSW | Tube | INOX |  | PN10/PN16 | 1/2"to 1" |  | 0 | m | 0 | 0 | 0 | 0 | 0
254 | WATER | PSW | Elbow | INOX |  | PN10/PN16 | 1/2"to 1" |  | 0 | unit | 0 | 0 | 0 | 0 | 0
255 | WATER | PSW | Valve | INOX |  | PN10/PN16 | 1/2"to 1" |  | 0 | unit | 0 | 0 | 0 | 0 | 0
256 | WATER | PSW | Regulator | INOX |  | PN10/PN16 | 1/2"to 1" |  | 0 | unit | 0 | 0 | 0 | 0 | 0
257 | WATER | PSW | Flowmeter | INOX |  | PN10/PN16 | 1/2"to 1" |  | 0 | unit | 0 | 0 | 0 | 0 | 0
258 | WATER | PSW | Push on rubber flexible hose | rubber |  | PN10/PN16 | 1/2'' |  | 0 | m | 0 | 0 | 0 | 0 | 0
259 | WATER | PSW | Push on rubber flexible hose | rubber |  | PN10/PN16 | 3/4" |  | 0 | m | 0 | 0 | 0 | 0 | 0
260 | WATER | PSW | Push on rubber flexible hose | rubber |  | PN10/PN16 | 1" |  | 0 | m | 0 | 0 | 0 | 0 | 0
261 | WATER | PSW | Push on rubber flexible hose | Twisted SS ext. |  | PN10/PN16 | 1/2'' |  | 0 | m | 0 | 0 | 0 | 0 | 0
262 | WATER | PSW | Push on rubber flexible hose | Twisted SS ext. |  | PN10/PN16 | 3/4" |  | 0 | m | 0 | 0 | 0 | 0 | 0
263 | WATER | PSW | Push on rubber flexible hose | Twisted SS ext. |  | PN10/PN16 | 1" |  | 0 | m | 0 | 0 | 0 | 0 | 0
264 | WATER | PSW | Test and certification (Pressure) | [5 empty] | 0 | unit | 0 | 0 | 0 | 0 | 0
265 | WATER | PSW | Other | [5 empty] | 0 |  | 0 | 0 | 0 | 0 | 0
266 | WATER | PSW | Other | [5 empty] | 0 |  | 0 | 0 | 0 | 0 | 0
| GASES | CH4 TPU | CH4 TPU
267 | GASES | CH4 TPU | Tube | 304 |  | - ext : SS304L - rolled / welded - Int : SS304L - rolled / welded | 1/2'' TO 3/4'' |  | 0 | m | 0 | 0 | 0 | 0 | 0
268 | GASES | CH4 TPU | Pneumatich valve | 304 |  | 304L | 1/2'' TO 3/4'' |  | 0 | unit | 0 | 0 | 0 | 0 | 0
269 | GASES | CH4 TPU | Tube | 304 |  | - ext : SS304L - rolled / welded - Int : SS304L - rolled / welded | 3/4'' TO 1'' |  | 0 | m | 0 | 0 | 0 | 0 | 0
270 | GASES | CH4 TPU | Pneumatich valve | 304 |  | 304L | 3/4'' TO 1'' |  | 0 | unit | 0 | 0 | 0 | 0 | 0
271 | GASES | CH4 TPU | Test and certification | [5 empty] | 0 | unit | 0 | 0 | 0 | 0 | 0
272 | GASES | CH4 TPU | Other | [5 empty] | 0 |  | 0 | 0 | 0 | 0 | 0
273 | GASES | CH4 TPU | Other | [5 empty] | 0 |  | 0 | 0 | 0 | 0 | 0
| WATER | UPW/DIW | UPW/DIW
274 | WATER | UPW/DIW | Tube | PVDF HP |  | PVDF HP - PN 16 | DN15 to 25 |  | 0 | m | 0 | 0 | 0 | 0 | 0
275 | WATER | UPW/DIW | Valve | PVDF HP |  | PVDF HP - PN 16 - Diaphragm | DN15 to 25 |  | 0 | unit | 0 | 0 | 0 | 0 | 0
276 | WATER | UPW/DIW | Elbow | PVDF HP |  | PVDF HP - PN 16 | DN15 to 25 |  | 0 | unit | 0 | 0 | 0 | 0 | 0
277 | WATER | UPW/DIW | Bocchettone | PVDF HP |  | PVDF HP - PN 16 | DN15 to 25 |  | 0 | unit | 0 | 0 | 0 | 0 | 0
278 | WATER | UPW/DIW | Regulator | PVDF HP | GF+(V582) | PVDF HP - PN 16 | DN15 to 25 |  | 0 | unit | 0 | 0 | 0 | 0 | 0
279 | WATER | UPW/DIW | Flowmeter | PVDF HP |  | PVDF HP - PN 16 | DN15 to 25 |  | 0 | unit | 0 | 0 | 0 | 0 | 0
280 | WATER | UPW/DIW | Flaretek | PVDF HP |  | PVDF HP - PN 16 | DN15 to 25 |  | 0 | unit | 0 | 0 | 0 | 0 | 0
281 | WATER | UPW/DIW | Flange | PVDF HP |  | PVDF HP - PN 16 | DN15 to 25 |  | 0 | unit | 0 | 0 | 0 | 0 | 0
282 | WATER | UPW/DIW | Tube | PVDF HP |  | PVDF HP - PN 16 | DN32 |  | 0 | unit | 0 | 0 | 0 | 0 | 0
283 | WATER | UPW/DIW | Valve | PVDF HP |  | PVDF HP - PN 16 - Diaphragm | DN32 |  | 0 | unit | 0 | 0 | 0 | 0 | 0
284 | WATER | UPW/DIW | Elbow | PVDF HP |  | PVDF HP - PN 16 | DN32 |  | 0 | unit | 0 | 0 | 0 | 0 | 0
285 | WATER | UPW/DIW | Bocchettone | PVDF HP |  | PVDF HP - PN 16 | DN32 |  | 0 | unit | 0 | 0 | 0 | 0 | 0
286 | WATER | UPW/DIW | Regulator | PVDF HP | GF+(V582) | PVDF HP - PN 16 | DN32 |  | 0 | unit | 0 | 0 | 0 | 0 | 0
287 | WATER | UPW/DIW | Flowmeter | PVDF HP |  | PVDF HP - PN 16 | DN32 |  | 0 | unit | 0 | 0 | 0 | 0 | 0
288 | WATER | UPW/DIW | Flaretek | PVDF HP |  | PVDF HP - PN 16 | DN32 |  | 0 | unit | 0 | 0 | 0 | 0 | 0
289 | WATER | UPW/DIW | Flange | PVDF HP |  | PVDF HP - PN 16 | DN32 |  | 0 | unit | 0 | 0 | 0 | 0 | 0
290 | WATER | UPW/DIW | Tube | PVDF HP |  | PVDF HP - PN 16 | DN40 |  | 0 | unit | 0 | 0 | 0 | 0 | 0
291 | WATER | UPW/DIW | Valve | PVDF HP |  | PVDF HP - PN 16 - Diaphragm | DN40 |  | 0 | unit | 0 | 0 | 0 | 0 | 0
292 | WATER | UPW/DIW | Elbow | PVDF HP |  | PVDF HP - PN 16 | DN40 |  | 0 | unit | 0 | 0 | 0 | 0 | 0
293 | WATER | UPW/DIW | Bocchettone | PVDF HP |  | PVDF HP - PN 16 | DN40 |  | 0 | unit | 0 | 0 | 0 | 0 | 0
294 | WATER | UPW/DIW | Regulator | PVDF HP | GF+(V582) | PVDF HP - PN 16 | DN40 |  | 0 | unit | 0 | 0 | 0 | 0 | 0
295 | WATER | UPW/DIW | Flowmeter | PVDF HP |  | PVDF HP - PN 16 | DN40 |  | 0 | unit | 0 | 0 | 0 | 0 | 0
296 | WATER | UPW/DIW | Flaretek | PVDF HP |  | PVDF HP - PN 16 | DN40 |  | 0 | unit | 0 | 0 | 0 | 0 | 0
297 | WATER | UPW/DIW | Flange | PVDF HP |  | PVDF HP - PN 16 | DN40 |  | 0 | unit | 0 | 0 | 0 | 0 | 0
298 | WATER | UPW/DIW | Tube | PVDF HP |  | PVDF HP - PN 16 | DN50 |  | 0 | unit | 0 | 0 | 0 | 0 | 0
299 | WATER | UPW/DIW | Valve | PVDF HP |  | PVDF HP - PN 16 - Diaphragm | DN50 |  | 0 | unit | 0 | 0 | 0 | 0 | 0
300 | WATER | UPW/DIW | Elbow | PVDF HP |  | PVDF HP - PN 16 | DN50 |  | 0 | unit | 0 | 0 | 0 | 0 | 0
301 | WATER | UPW/DIW | Bocchettone | PVDF HP |  | PVDF HP - PN 16 | DN50 |  | 0 | unit | 0 | 0 | 0 | 0 | 0
302 | WATER | UPW/DIW | Regulator | PVDF HP | GF+(V582) | PVDF HP - PN 16 | DN50 |  | 0 | unit | 0 | 0 | 0 | 0 | 0
303 | WATER | UPW/DIW | Flowmeter | PVDF HP |  | PVDF HP - PN 16 | DN50 |  | 0 | unit | 0 | 0 | 0 | 0 | 0
304 | WATER | UPW/DIW | Flaretek | PVDF HP |  | PVDF HP - PN 16 | DN50 |  | 0 | unit | 0 | 0 | 0 | 0 | 0
305 | WATER | UPW/DIW | Flange | PVDF HP |  | PVDF HP - PN 16 | DN50 |  | 0 | unit | 0 | 0 | 0 | 0 | 0
306 | WATER | UPW/DIW | Signet Transmitter +GF+ | PVDF HP |  | PN16 | various |  | 0 | unit | 0 | 0 | 0 | 0 | 0
307 | WATER | UPW/DIW | Flowsensor/flowswitch/Temperatur +GF+ | PVDF HP |  | PN16 | various |  | 0 | unit | 0 | 0 | 0 | 0 | 0
308 | WATER | UPW/DIW | Check valve | PVDF HP |  | PN16 | various |  | 0 | unit | 0 | 0 | 0 | 0 | 0
309 | WATER | UPW/DIW | 3 way diaphragm Valve | PVDF HP |  | PN16 | DN15/DN15 |  | 0 | unit | 0 | 0 | 0 | 0 | 0
310 | WATER | UPW/DIW | 3 way diaphragm Valve | PVDF HP |  | PN16 | DN20/DN15 |  | 0 | unit | 0 | 0 | 0 | 0 | 0
311 | WATER | UPW/DIW | 3 way diaphragm Valve | PVDF HP |  | PN16 | DN20/DN25 |  | 0 | unit | 0 | 0 | 0 | 0 | 0
312 | WATER | UPW/DIW | Joints | FPM White |  |  | DN15 to 25 |  | 0 | unit | 0 | 0 | 0 | 0 | 0
313 | WATER | UPW/DIW | Joints | FPM White |  |  | DN32 to 40 |  | 0 | unit | 0 | 0 | 0 | 0 | 0
314 | WATER | UPW/DIW | Joints | FPM White |  |  | ABOVE 40 |  | 0 | unit | 0 | 0 | 0 | 0 | 0
315 | WATER | UPW/DIW | Joints | KALREZ 6375 UP |  |  | DN15 to 25 |  | 0 | unit | 0 | 0 | 0 | 0 | 0
316 | WATER | UPW/DIW | Joints | KALREZ 6375 UP |  |  | DN32 to 40 |  | 0 | unit | 0 | 0 | 0 | 0 | 0
317 | WATER | UPW/DIW | Joints | KALREZ 6375 UP |  |  | ABOVE 40 |  | 0 | unit | 0 | 0 | 0 | 0 | 0
318 | WATER | UPW/DIW | Tube | PFA |  | 450HP | 1/4'' to 1/2'' |  | 0 | m | 0 | 0 | 0 | 0 | 0
319 | WATER | UPW/DIW | Tube | PFA |  | 450HP | 3/4'' to 1'' |  | 0 | m | 0 | 0 | 0 | 0 | 0
320 | WATER | UPW/DIW | Calibrated orifice | PFA |  | 450HP | various |  | 0 | unit | 0 | 0 | 0 | 0 | 0
321 | WATER | UPW/DIW | Test and certification | [5 empty] | 0 | unit | 0 | 0 | 0 | 0 | 0
322 | WATER | UPW/DIW | Other | [5 empty] | 0 |  | 0 | 0 | 0 | 0 | 0
323 | WATER | UPW/DIW | Other | [5 empty] | 0 |  | 0 | 0 | 0 | 0 | 0
| VACUUM | VDM | VACUUM
| VACUUM | VDM | VDM
324 | VACUUM | VDM | Tube | 316L |  | Seamless, Mechanical Polish (max 1,5 m) | DN40/50 |  | 0 | m | 0 | 0 | 0 | 0 | 0
325 | VACUUM | VDM | Elbow | 316L |  |  | DN40/50 |  | 0 | unit | 0 | 0 | 0 | 0 | 0
326 | VACUUM | VDM | Bellows | 316L |  |  | DN40/50 |  | 0 | unit | 0 | 0 | 0 | 0 | 0
327 | VACUUM | VDM | Valve | 316L |  |  | DN40/50 |  | 0 | unit | 0 | 0 | 0 | 0 | 0
328 | VACUUM | VDM | Flange+center ring+clamp | 316L |  | FPM-Viton T<=140° , KALREZ 6375 UP T>140°C | DN40/50 |  | 0 | unit | 0 | 0 | 0 | 0 | 0
329 | VACUUM | VDM | Tube | 316L |  | Seamless, Mechanical Polish (max 1,5 m) | DN80 |  | 0 | m | 0 | 0 | 0 | 0 | 0
330 | VACUUM | VDM | Elbow | 316L |  |  | DN80 |  | 0 | unit | 0 | 0 | 0 | 0 | 0
331 | VACUUM | VDM | Bellows | 316L |  |  | DN80 |  | 0 | unit | 0 | 0 | 0 | 0 | 0
332 | VACUUM | VDM | Valve | 316L |  |  | DN80 |  | 0 | unit | 0 | 0 | 0 | 0 | 0
333 | VACUUM | VDM | Flange+center ring+clamp | 316L |  | FPM-Viton T<=140° , KALREZ 6375 UP T>140°C | DN80 |  | 0 | unit | 0 | 0 | 0 | 0 | 0
334 | VACUUM | VDM | Tube | 316L |  | Seamless, Mechanical Polish (max 1,5 m) | DN100 |  | 0 | m | 0 | 0 | 0 | 0 | 0
335 | VACUUM | VDM | Elbow | 316L |  |  | DN100 |  | 0 | unit | 0 | 0 | 0 | 0 | 0
336 | VACUUM | VDM | Bellows | 316L |  |  | DN100 |  | 0 | unit | 0 | 0 | 0 | 0 | 0
337 | VACUUM | VDM | Valve | 316L |  |  | DN100 |  | 0 | unit | 0 | 0 | 0 | 0 | 0
338 | VACUUM | VDM | Flange+center ring+clamp | 316L |  | FPM-Viton T<=140° , KALREZ 6375 UP T>140°C | DN100 |  | 0 | unit | 0 | 0 | 0 | 0 | 0
339 | VACUUM | VDM | Tube | 316L |  | Seamless, Mechanical Polish (max 1,5 m) | DN160 |  | 0 | m | 0 | 0 | 0 | 0 | 0
340 | VACUUM | VDM | Elbow | 316L |  |  | DN160 |  | 0 | unit | 0 | 0 | 0 | 0 | 0
341 | VACUUM | VDM | Bellows | 316L |  |  | DN160 |  | 0 | unit | 0 | 0 | 0 | 0 | 0
342 | VACUUM | VDM | Valve | 316L |  |  | DN160 |  | 0 | unit | 0 | 0 | 0 | 0 | 0
343 | VACUUM | VDM | Flange+center ring+clamp | 316L |  | FPM-Viton T<=140° , KALREZ 6375 UP T>140°C | DN160 |  | 0 | unit | 0 | 0 | 0 | 0 | 0
344 | VACUUM | VDM | Valve spherical | 316L |  | Sperichal | DN16 |  | 0 | unit | 0 | 0 | 0 | 0 | 0
345 | VACUUM | VDM | Valve spherical | 316L |  | Sperichal | DN25 |  | 0 | unit | 0 | 0 | 0 | 0 | 0
346 | VACUUM | VDM | Pumps - EXAC Tube | 316L |  |  | DN40 to DN50 |  | 0 | m | 0 | 0 | 0 | 0 | 0
347 | VACUUM | VDM | Pumps - EXAC Valve | 316L |  |  | DN40 to DN50 |  | 0 | unit | 0 | 0 | 0 | 0 | 0
348 | VACUUM | VDM | Pumps - EXAC Bellows | 316L |  |  | DN40 to DN50 |  | 0 | unit | 0 | 0 | 0 | 0 | 0
349 | VACUUM | VDM | Pumps - EXAC Elbow | 316L |  |  | DN40 to DN50 |  | 0 | unit | 0 | 0 | 0 | 0 | 0
350 | VACUUM | VDM | Pumps - EXAC -flange+center ring+clamp | 316L |  |  | DN40 to DN50 |  | 0 | unit | 0 | 0 | 0 | 0 | 0
351 | VACUUM | VDM | Pumps - EXAC Tube | 316L |  |  | Above DN50 |  | 0 | m | 0 | 0 | 0 | 0 | 0
352 | VACUUM | VDM | Pumps - EXAC Valve | 316L |  |  | Above DN50 |  | 0 | unit | 0 | 0 | 0 | 0 | 0
353 | VACUUM | VDM | Pumps - EXAC Bellows | 316L |  |  | Above DN50 |  | 0 | unit | 0 | 0 | 0 | 0 | 0
354 | VACUUM | VDM | Pumps - EXAC Elbow | 316L |  |  | Above DN50 |  | 0 | unit | 0 | 0 | 0 | 0 | 0
355 | VACUUM | VDM | Pumps - EXAC -flange+center ring+clamp | 316L |  |  | Above DN50 |  | 0 | unit | 0 | 0 | 0 | 0 | 0
356 | VACUUM | VDM | Dead Leg | 316L |  |  | 100 to 160 |  | 0 | unit | 0 | 0 | 0 | 0 | 0
357 | VACUUM | VDM | Double Gasket Flange | 316L |  |  | 100 to 160 |  | 0 | unit | 0 | 0 | 0 | 0 | 0
358 | VACUUM | VDM | Heat tracing FORELINE/EXHAUST |  |  | ISO4 Approved,FM4910 Certified, max ext temp 50°C | DN40 |  | 0 | m | 0 | 0 | 0 | 0 | 0
359 | VACUUM | VDM | Heat tracing FORELINE/EXHAUST |  |  | ISO4 Approved,FM4910 Certified, max ext temp 50°C | DN50 |  | 0 | m | 0 | 0 | 0 | 0 | 0
360 | VACUUM | VDM | Heat tracing FORELINE/EXHAUST |  |  | ISO4 Approved,FM4910 Certified, max ext temp 50°C | DN100 |  | 0 | m | 0 | 0 | 0 | 0 | 0
361 | VACUUM | VDM | Heat tracing FORELINE/EXHAUST |  |  | ISO4 Approved,FM4910 Certified, max ext temp 50°C | DN160 |  | 0 | m | 0 | 0 | 0 | 0 | 0
362 | VACUUM | VDM | Heating Control Box | [5 empty] | 0 | unit | 0 | 0 | 0 | 0 | 0
363 | VACUUM | VDM | Gaskets | FPM Viton |  |  | DN25/DN100/DN160 |  | 0 | unit | 0 | 0 | 0 | 0 | 0
364 | VACUUM | VDM | Kalrez gaskets | KALREZ 9500 |  |  | DN20-DN50 |  | 0 | unit | 0 | 0 | 0 | 0 | 0
365 | VACUUM | VDM | Kalrez gaskets | KALREZ 9500 |  |  | DN80-DN100 |  | 0 | unit | 0 | 0 | 0 | 0 | 0
366 | VACUUM | VDM | Kalrez gaskets | KALREZ 9500 |  |  | DN160 |  | 0 | unit | 0 | 0 | 0 | 0 | 0
367 | VACUUM | VDM | Test inboard leak test | [5 empty] | 0 | unit | 0 | 0 | 0 | 0 | 0
368 | VACUUM | VDM | Other | [5 empty] | 0 |  | 0 | 0 | 0 | 0 | 0
369 | VACUUM | VDM | Other | [5 empty] | 0 |  | 0 | 0 | 0 | 0 | 0
| VACUUM | EXHAUST | EXHAUST
| VACUUM | EXHAUST | Acid Exhaust HALAR COATING (Highly corrosive T>80C)
370 | VACUUM | EXHAUST | Tube | 304L | Jacob | Halar /Teflon coating FM App | DN40 to DN80 |  | 0 | m | 0 | 0 | 0 | 0 | 0
371 | VACUUM | EXHAUST | Dampers | 304L | Jacob | Halar /Teflon coating FM App | DN40 to DN80 |  | 0 | unit | 0 | 0 | 0 | 0 | 0
372 | VACUUM | EXHAUST | Elbow | 304L | Jacob | Halar /Teflon coating FM App | DN40 to DN80 |  | 0 | unit | 0 | 0 | 0 | 0 | 0
373 | VACUUM | EXHAUST | Tee | 304L | Jacob | Halar /Teflon coating FM App | DN40 to DN80 |  | 0 | unit | 0 | 0 | 0 | 0 | 0
374 | VACUUM | EXHAUST | Tube | 304L | Jacob | Halar /Teflon coating FM App | DN100 |  | 0 | m | 0 | 0 | 0 | 0 | 0
375 | VACUUM | EXHAUST | Dampers | 304L | Jacob | Halar /Teflon coating FM App | DN100 |  | 0 | unit | 0 | 0 | 0 | 0 | 0
376 | VACUUM | EXHAUST | Elbow | 304L | Jacob | Halar /Teflon coating FM App | DN100 |  | 0 | unit | 0 | 0 | 0 | 0 | 0
377 | VACUUM | EXHAUST | Tee | 304L | Jacob | Halar /Teflon coating FM App | DN100 |  | 0 | unit | 0 | 0 | 0 | 0 | 0
378 | VACUUM | EXHAUST | Tube | 304L | Jacob | Halar /Teflon coating FM App | DN160 |  | 0 | m | 0 | 0 | 0 | 0 | 0
379 | VACUUM | EXHAUST | Dampers | 304L | Jacob | Halar /Teflon coating FM App | DN160 |  | 0 | unit | 0 | 0 | 0 | 0 | 0
380 | VACUUM | EXHAUST | Elbow | 304L | Jacob | Halar /Teflon coating FM App | DN160 |  | 0 | unit | 0 | 0 | 0 | 0 | 0
381 | VACUUM | EXHAUST | Tee | 304L | Jacob | Halar /Teflon coating FM App | DN160 |  | 0 | unit | 0 | 0 | 0 | 0 | 0
382 | VACUUM | EXHAUST | Tube | 304L | Jacob | Halar /Teflon coating FM App | DN200 |  | 0 | m | 0 | 0 | 0 | 0 | 0
383 | VACUUM | EXHAUST | Dampers | 304L | Jacob | Halar /Teflon coating FM App | DN200 |  | 0 | unit | 0 | 0 | 0 | 0 | 0
384 | VACUUM | EXHAUST | Elbow | 304L | Jacob | Halar /Teflon coating FM App | DN200 |  | 0 | unit | 0 | 0 | 0 | 0 | 0
385 | VACUUM | EXHAUST | Tee | 304L | Jacob | Halar /Teflon coating FM App | DN200 |  | 0 | unit | 0 | 0 | 0 | 0 | 0
386 | VACUUM | EXHAUST | Tube | 304L | Jacob | Halar /Teflon coating FM App | DN250 |  | 0 | m | 0 | 0 | 0 | 0 | 0
387 | VACUUM | EXHAUST | Dampers | 304L | Jacob | Halar /Teflon coating FM App | DN250 |  | 0 | unit | 0 | 0 | 0 | 0 | 0
388 | VACUUM | EXHAUST | Elbow | 304L | Jacob | Halar /Teflon coating FM App | DN250 |  | 0 | unit | 0 | 0 | 0 | 0 | 0
389 | VACUUM | EXHAUST | Tee | 304L | Jacob | Halar /Teflon coating FM App | DN250 |  | 0 | unit | 0 | 0 | 0 | 0 | 0
390 | VACUUM | EXHAUST | Tube | 304L | Jacob | Halar /Teflon coating FM App | DN300 |  | 0 | m | 0 | 0 | 0 | 0 | 0
391 | VACUUM | EXHAUST | Dampers | 304L | Jacob | Halar /Teflon coating FM App | DN300 |  | 0 | m | 0 | 0 | 0 | 0 | 0
392 | VACUUM | EXHAUST | Elbow | 304L | Jacob | Halar /Teflon coating FM App | DN300 |  | 0 | m | 0 | 0 | 0 | 0 | 0
393 | VACUUM | EXHAUST | Tee | 304L | Jacob | Halar /Teflon coating FM App | DN300 |  | 0 | unit | 0 | 0 | 0 | 0 | 0
394 | VACUUM | EXHAUST | Other | [5 empty] | 0 |  | 0 | 0 | 0 | 0 | 0
395 | VACUUM | EXHAUST | Other | [5 empty] | 0 |  | 0 | 0 | 0 | 0 | 0
| VACUUM | EXHAUST | Acid/Heat/Maintenance/EXHAUST (Low corrosive T<80C)
396 | VACUUM | EXHAUST | Tube | 304L | Jacob | aisi 304 | DN40 to DN80 |  | 0 | m | 0 | 0 | 0 | 0 | 0
397 | VACUUM | EXHAUST | Dampers | 304L | Jacob | aisi 304 | DN40 to DN80 |  | 0 | unit | 0 | 0 | 0 | 0 | 0
398 | VACUUM | EXHAUST | Elbow | 304L | Jacob | aisi 304 | DN40 to DN80 |  | 0 | unit | 0 | 0 | 0 | 0 | 0
399 | VACUUM | EXHAUST | Tee | 304L | Jacob | aisi 304 | DN40 to DN80 |  | 0 | unit | 0 | 0 | 0 | 0 | 0
400 | VACUUM | EXHAUST | Tube | 304L | Jacob | aisi 304 | DN100 |  | 0 | m | 0 | 0 | 0 | 0 | 0
401 | VACUUM | EXHAUST | Dampers | 304L | Jacob | aisi 304 | DN100 |  | 0 | unit | 0 | 0 | 0 | 0 | 0
402 | VACUUM | EXHAUST | Elbow | 304L | Jacob | aisi 304 | DN100 |  | 0 | unit | 0 | 0 | 0 | 0 | 0
403 | VACUUM | EXHAUST | Tee | 304L | Jacob | aisi 304 | DN100 |  | 0 | unit | 0 | 0 | 0 | 0 | 0
404 | VACUUM | EXHAUST | Tube | 304L | Jacob | aisi 304 | DN160 |  | 0 | m | 0 | 0 | 0 | 0 | 0
405 | VACUUM | EXHAUST | Dampers | 304L | Jacob | aisi 304 | DN160 |  | 0 | unit | 0 | 0 | 0 | 0 | 0
406 | VACUUM | EXHAUST | Elbow | 304L | Jacob | aisi 304 | DN160 |  | 0 | unit | 0 | 0 | 0 | 0 | 0
407 | VACUUM | EXHAUST | Tee | 304L | Jacob | aisi 304 | DN160 |  | 0 | unit | 0 | 0 | 0 | 0 | 0
408 | VACUUM | EXHAUST | Tube | 304L | Jacob | aisi 304 | DN200 |  | 0 | m | 0 | 0 | 0 | 0 | 0
409 | VACUUM | EXHAUST | Dampers | 304L | Jacob | aisi 304 | DN200 |  | 0 | unit | 0 | 0 | 0 | 0 | 0
410 | VACUUM | EXHAUST | Elbow | 304L | Jacob | aisi 304 | DN200 |  | 0 | unit | 0 | 0 | 0 | 0 | 0
411 | VACUUM | EXHAUST | Tee | 304L | Jacob | aisi 304 | DN200 |  | 0 | unit | 0 | 0 | 0 | 0 | 0
412 | VACUUM | EXHAUST | Tube | 304L | Jacob | aisi 304 | DN250 |  | 0 | m | 0 | 0 | 0 | 0 | 0
413 | VACUUM | EXHAUST | Dampers | 304L | Jacob | aisi 304 | DN250 |  | 0 | unit | 0 | 0 | 0 | 0 | 0
414 | VACUUM | EXHAUST | Elbow | 304L | Jacob | aisi 304 | DN250 |  | 0 | unit | 0 | 0 | 0 | 0 | 0
415 | VACUUM | EXHAUST | Tee | 304L | Jacob | aisi 304 | DN250 |  | 0 | unit | 0 | 0 | 0 | 0 | 0
416 | VACUUM | EXHAUST | Tube | 304L | Jacob | aisi 304 | DN300 |  | 0 | m | 0 | 0 | 0 | 0 | 0
417 | VACUUM | EXHAUST | Dampers | 304L | Jacob | aisi 304 | DN300 |  | 0 | m | 0 | 0 | 0 | 0 | 0
418 | VACUUM | EXHAUST | Elbow | 304L | Jacob | aisi 304 | DN300 |  | 0 | m | 0 | 0 | 0 | 0 | 0
419 | VACUUM | EXHAUST | Tee | 304L | Jacob | aisi 316 | DN300 |  | 0 | unit | 0 | 0 | 0 | 0 | 0
420 | VACUUM | EXHAUST | Other | [5 empty] | 0 |  | 0 | 0 | 0 | 0 | 0
421 | VACUUM | EXHAUST | Other | [5 empty] | 0 |  | 0 | 0 | 0 | 0 | 0
| VACUUM | EXHAUST | Acid/Ammonia/EXHAUST (Highly corrosive T<80C)
422 | VACUUM | EXHAUST | Tube | 304L | AGRU,GF+ | PVDF ventilation | DN40 to DN80 |  | 0 | m | 0 | 0 | 0 | 0 | 0
423 | VACUUM | EXHAUST | Dampers | 304L | AGRU,GF+ | PVDF ventilation | DN40 to DN80 |  | 0 | unit | 0 | 0 | 0 | 0 | 0
424 | VACUUM | EXHAUST | Elbow | 304L | AGRU,GF+ | PVDF ventilation | DN40 to DN80 |  | 0 | unit | 0 | 0 | 0 | 0 | 0
425 | VACUUM | EXHAUST | Tee | 304L | AGRU,GF+ | PVDF ventilation | DN40 to DN80 |  | 0 | unit | 0 | 0 | 0 | 0 | 0
426 | VACUUM | EXHAUST | Tube | 304L | AGRU,GF+ | PVDF ventilation | DN100 |  | 0 | m | 0 | 0 | 0 | 0 | 0
427 | VACUUM | EXHAUST | Dampers | 304L | AGRU,GF+ | PVDF ventilation | DN100 |  | 0 | unit | 0 | 0 | 0 | 0 | 0
428 | VACUUM | EXHAUST | Elbow | 304L | AGRU,GF+ | PVDF ventilation | DN100 |  | 0 | unit | 0 | 0 | 0 | 0 | 0
429 | VACUUM | EXHAUST | Tee | 304L | AGRU,GF+ | PVDF ventilation | DN100 |  | 0 | unit | 0 | 0 | 0 | 0 | 0
430 | VACUUM | EXHAUST | Tube | 304L | AGRU,GF+ | PVDF ventilation | DN160 |  | 0 | m | 0 | 0 | 0 | 0 | 0
431 | VACUUM | EXHAUST | Dampers | 304L | AGRU,GF+ | PVDF ventilation | DN160 |  | 0 | unit | 0 | 0 | 0 | 0 | 0
432 | VACUUM | EXHAUST | Elbow | 304L | AGRU,GF+ | PVDF ventilation | DN160 |  | 0 | unit | 0 | 0 | 0 | 0 | 0
433 | VACUUM | EXHAUST | Tee | 304L | AGRU,GF+ | PVDF ventilation | DN160 |  | 0 | unit | 0 | 0 | 0 | 0 | 0
434 | VACUUM | EXHAUST | Tube | 304L | AGRU,GF+ | PVDF ventilation | DN200 |  | 0 | m | 0 | 0 | 0 | 0 | 0
435 | VACUUM | EXHAUST | Dampers | 304L | AGRU,GF+ | PVDF ventilation | DN200 |  | 0 | unit | 0 | 0 | 0 | 0 | 0
436 | VACUUM | EXHAUST | Elbow | 304L | AGRU,GF+ | PVDF ventilation | DN200 |  | 0 | unit | 0 | 0 | 0 | 0 | 0
437 | VACUUM | EXHAUST | Tee | 304L | AGRU,GF+ | PVDF ventilation | DN200 |  | 0 | unit | 0 | 0 | 0 | 0 | 0
438 | VACUUM | EXHAUST | Tube | 304L | AGRU,GF+ | PVDF ventilation | DN250 |  | 0 | m | 0 | 0 | 0 | 0 | 0
439 | VACUUM | EXHAUST | Dampers | 304L | AGRU,GF+ | PVDF ventilation | DN250 |  | 0 | m | 0 | 0 | 0 | 0 | 0
440 | VACUUM | EXHAUST | Elbow | 304L | AGRU,GF+ | PVDF ventilation | DN250 |  | 0 | m | 0 | 0 | 0 | 0 | 0
441 | VACUUM | EXHAUST | Tee | 304L | AGRU,GF+ | PVDF ventilation | DN250 |  | 0 | unit | 0 | 0 | 0 | 0 | 0
442 | VACUUM | EXHAUST | Tube | 304L | AGRU,GF+ | PVDF ventilation | DN300 |  | 0 | m | 0 | 0 | 0 | 0 | 0
443 | VACUUM | EXHAUST | Dampers | 304L | AGRU,GF+ | PVDF ventilation | DN300 |  | 0 | m | 0 | 0 | 0 | 0 | 0
444 | VACUUM | EXHAUST | Elbow | 304L | AGRU,GF+ | PVDF ventilation | DN300 |  | 0 | m | 0 | 0 | 0 | 0 | 0
445 | VACUUM | EXHAUST | Tee | 304L | AGRU,GF+ | PVDF ventilation | DN300 |  | 0 | unit | 0 | 0 | 0 | 0 | 0
446 | VACUUM | EXHAUST | Other | [5 empty] | 0 |  | 0 | 0 | 0 | 0 | 0
447 | VACUUM | EXHAUST | Other | [5 empty] | 0 |  | 0 | 0 | 0 | 0 | 0
| VACUUM | EXHAUST | Solvent/Acid/EXHAUST (Gasket in PTFE for solvent) Low corrosive (T>80C)
448 | VACUUM | EXHAUST | Tube | 304L | Streas | aisi 304L roll welded | DN40 to DN80 |  | 0 | m | 0 | 0 | 0 | 0 | 0
449 | VACUUM | EXHAUST | Dampers | 304L | Streas | aisi 304L roll welded | DN40 to DN80 |  | 0 | unit | 0 | 0 | 0 | 0 | 0
450 | VACUUM | EXHAUST | Elbow | 304L | Streas | aisi 304L roll welded | DN40 to DN80 |  | 0 | unit | 0 | 0 | 0 | 0 | 0
451 | VACUUM | EXHAUST | Tee | 304L | Streas | aisi 304L roll welded | DN40 to DN80 |  | 0 | unit | 0 | 0 | 0 | 0 | 0
452 | VACUUM | EXHAUST | Tube | 304L | Streas | aisi 304L roll welded | DN100 |  | 0 | m | 0 | 0 | 0 | 0 | 0
453 | VACUUM | EXHAUST | Dampers | 304L | Streas | aisi 304L roll welded | DN100 |  | 0 | unit | 0 | 0 | 0 | 0 | 0
454 | VACUUM | EXHAUST | Elbow | 304L | Streas | aisi 304L roll welded | DN100 |  | 0 | unit | 0 | 0 | 0 | 0 | 0
455 | VACUUM | EXHAUST | Tee | 304L | Streas | aisi 304L roll welded | DN100 |  | 0 | unit | 0 | 0 | 0 | 0 | 0
456 | VACUUM | EXHAUST | Tube | 304L | Streas | aisi 304L roll welded | DN160 |  | 0 | m | 0 | 0 | 0 | 0 | 0
457 | VACUUM | EXHAUST | Dampers | 304L | Streas | aisi 304L roll welded | DN160 |  | 0 | unit | 0 | 0 | 0 | 0 | 0
458 | VACUUM | EXHAUST | Elbow | 304L | Streas | aisi 304L roll welded | DN160 |  | 0 | unit | 0 | 0 | 0 | 0 | 0
459 | VACUUM | EXHAUST | Tee | 304L | Streas | aisi 304L roll welded | DN160 |  | 0 | unit | 0 | 0 | 0 | 0 | 0
460 | VACUUM | EXHAUST | Tube | 304L | Streas | aisi 304L roll welded | DN200 |  | 0 | m | 0 | 0 | 0 | 0 | 0
461 | VACUUM | EXHAUST | Dampers | 304L | Streas | aisi 304L roll welded | DN200 |  | 0 | unit | 0 | 0 | 0 | 0 | 0
462 | VACUUM | EXHAUST | Elbow | 304L | Streas | aisi 304L roll welded | DN200 |  | 0 | unit | 0 | 0 | 0 | 0 | 0
463 | VACUUM | EXHAUST | Tee | 304L | Streas | aisi 304L roll welded | DN200 |  | 0 | unit | 0 | 0 | 0 | 0 | 0
464 | VACUUM | EXHAUST | Tube | 304L | Streas | aisi 304L roll welded | DN250 |  | 0 | m | 0 | 0 | 0 | 0 | 0
465 | VACUUM | EXHAUST | Dampers | 304L | Streas | aisi 304L roll welded | DN250 |  | 0 | unit | 0 | 0 | 0 | 0 | 0
466 | VACUUM | EXHAUST | Elbow | 304L | Streas | aisi 304L roll welded | DN250 |  | 0 | unit | 0 | 0 | 0 | 0 | 0
467 | VACUUM | EXHAUST | Tee | 304L | Streas | aisi 304L roll welded | DN250 |  | 0 | unit | 0 | 0 | 0 | 0 | 0
468 | VACUUM | EXHAUST | Tube | 304L | Streas | aisi 304L roll welded | DN300 |  | 0 | m | 0 | 0 | 0 | 0 | 0
469 | VACUUM | EXHAUST | Dampers | 304L | Streas | aisi 304L roll welded | DN300 |  | 0 | m | 0 | 0 | 0 | 0 | 0
470 | VACUUM | EXHAUST | Elbow | 304L | Streas | aisi 304L roll welded | DN300 |  | 0 | m | 0 | 0 | 0 | 0 | 0
471 | VACUUM | EXHAUST | Tee | 304L | Streas | aisi 304L roll welded | DN300 |  | 0 | unit | 0 | 0 | 0 | 0 | 0
472 | VACUUM | EXHAUST | Other | [5 empty] | 0 |  | 0 | 0 | 0 | 0 | 0
473 | VACUUM | EXHAUST | Other | [5 empty] | 0 |  | 0 | 0 | 0 | 0 | 0
| DRAINS | DRAINS Sulfuric | DRAINS
| DRAINS | DRAINS Sulfuric | H2S04 (Sulfuric)
474 | DRAINS | DRAINS Sulfuric | Tube | PFA + Transparent PVC |  | PFA 450 HP + Transparent PVC | DN25 or Less |  | 0 | m | 0 | 0 | 0 | 0 | 0
475 | DRAINS | DRAINS Sulfuric | Tube | Helically Corrugated PTFE |  | Corroflon PTFE | DN32 to DN50 |  | 0 | m | 0 | 0 | 0 | 0 | 0
476 | DRAINS | DRAINS Sulfuric | Tube | Helically Corrugated PTFE |  | Corroflon PTFE | DN63 TO DN80 |  | 0 | m | 0 | 0 | 0 | 0 | 0
477 | DRAINS | DRAINS Sulfuric | Test and Certifications | [5 empty] | 0 | unit | 0 | 0 | 0 | 0 | 0
478 | DRAINS | DRAINS Sulfuric | Other | [5 empty] | 0 |  | 0 | 0 | 0 | 0 | 0
479 | DRAINS | DRAINS Sulfuric | Other | [5 empty] | 0 |  | 0 | 0 | 0 | 0 | 0
| DRAINS | DRAINS BASES | Bases (NH4OH,H2O2) - Diluted Acid (T< 60°C), Reclaim, Slurry Copper - Back Grinding
480 | DRAINS | DRAINS BASES | Tube | PPH |  | PPH - IR welded | DN25 or Less |  | 0 | m | 0 | 0 | 0 | 0 | 0
481 | DRAINS | DRAINS BASES | Elbow | PPH |  | PPH - IR welded | DN25 or Less |  | 0 | unit | 0 | 0 | 0 | 0 | 0
482 | DRAINS | DRAINS BASES | Bocchettoni | PPH |  | PPH - IR welded | DN25 or Less |  | 0 | unit | 0 | 0 | 0 | 0 | 0
483 | DRAINS | DRAINS BASES | Tube | PPH |  | PPH - IR welded | DN 32 to DN50 |  | 0 | m | 0 | 0 | 0 | 0 | 0
484 | DRAINS | DRAINS BASES | Elbow | PPH |  | PPH - IR welded | DN 32 to DN50 |  | 0 | unit | 0 | 0 | 0 | 0 | 0
485 | DRAINS | DRAINS BASES | Bocchettoni | PPH |  | PPH - IR welded | DN 32 to DN50 |  | 0 | unit | 0 | 0 | 0 | 0 | 0
486 | DRAINS | DRAINS BASES | Tube | PPH |  | PPH - IR welded | DN 65 to DN80 |  | 0 | m | 0 | 0 | 0 | 0 | 0
487 | DRAINS | DRAINS BASES | Elbow | PPH |  | PPH - IR welded | DN 65 to DN80 |  | 0 | unit | 0 | 0 | 0 | 0 | 0
488 | DRAINS | DRAINS BASES | Bocchettoni | PPH |  | PPH - IR welded | DN 65 to DN80 |  | 0 | unit | 0 | 0 | 0 | 0 | 0
489 | DRAINS | DRAINS BASES | Test and Certifications | [5 empty] | 0 | unit | 0 | 0 | 0 | 0 | 0
490 | DRAINS | DRAINS BASES | Other | [5 empty] | 0 |  | 0 | 0 | 0 | 0 | 0
491 | DRAINS | DRAINS BASES | Other | [5 empty] | 0 |  | 0 | 0 | 0 | 0 | 0
| DRAINS | DRAINS HF | HF Concentrated - Mix Concentrated Acid - Nitric (T< 100°C) - Diluted Acid (60°C <T <100°C) - Nickel Palladium T<100°C
492 | DRAINS | DRAINS HF | Tube | PFA + Transparent PVC |  | PFA 450 HP + Transparent PVC | DN25 or Less |  | 0 | m | 0 | 0 | 0 | 0 | 0
493 | DRAINS | DRAINS HF | Elbow | PFA |  | PFA 450 HP | DN25 or Less |  | 0 | unit | 0 | 0 | 0 | 0 | 0
494 | DRAINS | DRAINS HF | Bocchettoni | PFA |  | PFA 450 HP | DN25 or Less |  | 0 | unit | 0 | 0 | 0 | 0 | 0
495 | DRAINS | DRAINS HF | Tube | PVDF |  | PVDF PN16 IR welded | DN 32 to DN50 |  | 0 | m | 0 | 0 | 0 | 0 | 0
496 | DRAINS | DRAINS HF | Elbow | PVDF |  | PVDF PN16 IR welded | DN 32 to DN50 |  | 0 | unit | 0 | 0 | 0 | 0 | 0
497 | DRAINS | DRAINS HF | Bocchettoni | PVDF |  | PVDF PN16 IR welded | DN 32 to DN50 |  | 0 | unit | 0 | 0 | 0 | 0 | 0
498 | DRAINS | DRAINS HF | Tube | PVDF |  | PVDF PN16 IR welded | DN 65 to DN80 |  | 0 | m | 0 | 0 | 0 | 0 | 0
499 | DRAINS | DRAINS HF | Elbow | PVDF |  | PVDF PN16 IR welded | DN 65 to DN80 |  | 0 | unit | 0 | 0 | 0 | 0 | 0
500 | DRAINS | DRAINS HF | Bocchettoni | PVDF |  | PVDF PN16 IR welded | DN 65 to DN80 |  | 0 | unit | 0 | 0 | 0 | 0 | 0
501 | DRAINS | DRAINS HF | Test and Certifications | [5 empty] | 0 | unit | 0 | 0 | 0 | 0 | 0
502 | DRAINS | DRAINS HF | Other | [5 empty] | 0 |  | 0 | 0 | 0 | 0 | 0
503 | DRAINS | DRAINS HF | Other | [5 empty] | 0 |  | 0 | 0 | 0 | 0 | 0
| DRAINS | DRAINS Solvent | Solvent (General solvent, Corrosive Solvent, Photo & resist,Polimyde
504 | DRAINS | DRAINS Solvent | Tube | SS304L |  | SS304L- rolled / welded mech. polish | DN25 or Less |  | 0 | m | 0 | 0 | 0 | 0 | 0
505 | DRAINS | DRAINS Solvent | Elbow | SS304L |  | SS304L- rolled / welded mech. polish | DN25 or Less |  | 0 | unit | 0 | 0 | 0 | 0 | 0
506 | DRAINS | DRAINS Solvent | Bocchettoni | SS304L |  | SS304L- rolled / welded mech. polish | DN25 or Less |  | 0 | unit | 0 | 0 | 0 | 0 | 0
507 | DRAINS | DRAINS Solvent | Tube | SS304L |  | SS304L- rolled / welded mech. polish | DN 32 to DN50 |  | 0 | m | 0 | 0 | 0 | 0 | 0
508 | DRAINS | DRAINS Solvent | Elbow | SS304L |  | SS304L- rolled / welded mech. polish | DN 32 to DN50 |  | 0 | unit | 0 | 0 | 0 | 0 | 0
509 | DRAINS | DRAINS Solvent | Bocchettoni | SS304L |  | SS304L- rolled / welded mech. polish | DN 32 to DN50 |  | 0 | unit | 0 | 0 | 0 | 0 | 0
510 | DRAINS | DRAINS Solvent | Tube | SS304L |  | SS304L- rolled / welded mech. polish | DN 65 to DN80 |  | 0 | m | 0 | 0 | 0 | 0 | 0
511 | DRAINS | DRAINS Solvent | Elbow | SS304L |  | SS304L- rolled / welded mech. polish | DN 65 to DN80 |  | 0 | unit | 0 | 0 | 0 | 0 | 0
512 | DRAINS | DRAINS Solvent | Bocchettoni | SS304L |  | SS304L- rolled / welded mech. polish | DN 65 to DN80 |  | 0 | unit | 0 | 0 | 0 | 0 | 0
513 | DRAINS | DRAINS Solvent | Test and Certifications | [5 empty] | 0 | unit | 0 | 0 | 0 | 0 | 0
514 | DRAINS | DRAINS Solvent | Other | [5 empty] | 0 |  | 0 | 0 | 0 | 0 | 0
515 | DRAINS | DRAINS Solvent | Other | [5 empty] | 0 |  | 0 | 0 | 0 | 0 | 0
| DRAINS | DRAINS Chemicals containming | Chemicals containming TMAH (TMA,OPD,SP27,ESC) - Gasket in PTFE
516 | DRAINS | DRAINS Chemicals containming | Tube | PPH or SS304L MIX DEPENDENT |  | PPH - IR welded - SS304L- rolled / welded mech. polish | DN25 or Less |  | 0 | m | 0 | 0 | 0 | 0 | 0
517 | DRAINS | DRAINS Chemicals containming | Elbow | PPH or SS304L MIX DEPENDENT |  | PPH - IR welded - SS304L- rolled / welded mech. polish | DN25 or Less |  | 0 | unit | 0 | 0 | 0 | 0 | 0
518 | DRAINS | DRAINS Chemicals containming | Bocchettoni | PPH or SS304L MIX DEPENDENT |  | PPH - IR welded - SS304L- rolled / welded mech. polish | DN25 or Less |  | 0 | unit | 0 | 0 | 0 | 0 | 0
519 | DRAINS | DRAINS Chemicals containming | Tube | PPH or SS304L MIX DEPENDENT |  | PPH - IR welded - SS304L- rolled / welded mech. polish | DN 32 to DN50 |  | 0 | m | 0 | 0 | 0 | 0 | 0
520 | DRAINS | DRAINS Chemicals containming | Elbow | PPH or SS304L MIX DEPENDENT |  | PPH - IR welded - SS304L- rolled / welded mech. polish | DN 32 to DN50 |  | 0 | unit | 0 | 0 | 0 | 0 | 0
521 | DRAINS | DRAINS Chemicals containming | Bocchettoni | PPH or SS304L MIX DEPENDENT |  | PPH - IR welded - SS304L- rolled / welded mech. polish | DN 32 to DN50 |  | 0 | unit | 0 | 0 | 0 | 0 | 0
522 | DRAINS | DRAINS Chemicals containming | Tube | PPH or SS304L MIX DEPENDENT |  | PPH - IR welded - SS304L- rolled / welded mech. polish | DN 65 to DN80 |  | 0 | m | 0 | 0 | 0 | 0 | 0
523 | DRAINS | DRAINS Chemicals containming | Elbow | PPH or SS304L MIX DEPENDENT |  | PPH - IR welded - SS304L- rolled / welded mech. polish | DN 65 to DN80 |  | 0 | unit | 0 | 0 | 0 | 0 | 0
524 | DRAINS | DRAINS Chemicals containming | Bocchettoni | PPH or SS304L MIX DEPENDENT |  | PPH - IR welded - SS304L- rolled / welded mech. polish | DN 65 to DN80 |  | 0 | unit | 0 | 0 | 0 | 0 | 0
525 | DRAINS | DRAINS Chemicals containming | Test and Certifications | [5 empty] | 0 | unit | 0 | 0 | 0 | 0 | 0
526 | DRAINS | DRAINS Chemicals containming | Other | [5 empty] | 0 |  | 0 | 0 | 0 | 0 | 0
527 | DRAINS | DRAINS Chemicals containming | Other | [5 empty] | 0 |  | 0 | 0 | 0 | 0 | 0
| CHEMICALS | CHEMICALS | CHEMICALS
528 | CHEMICALS | CHEMICALS | Tube for ACID, BASES | PVC + PFA |  | PVC (ext) + PFA 450 HP (int) - 950 HP for HCL and HNO3 | 1/2" (internal) |  | 0 | m | 0 | 0 | 0 | 0 | 0
529 | CHEMICALS | CHEMICALS | Tube for ACID, BASES | PVC + PFA |  | PVC (ext) + PFA 450 HP (int) - 950 HP for HCL and HNO3 | 3/4" (internal) |  | 0 | m | 0 | 0 | 0 | 0 | 0
530 | CHEMICALS | CHEMICALS | Tube for SLURRY | PVC + PFA |  | PVC (ext) + 2 x PFA 450 HP (int) | 1/2" (internal) |  | 0 | m | 0 | 0 | 0 | 0 | 0
531 | CHEMICALS | CHEMICALS | Tube for SLURRY | PVC + PFA |  | PVC (ext) + 2 x PFA 450 HP (int) | 3/4" (internal) |  | 0 | m | 0 | 0 | 0 | 0 | 0
532 | CHEMICALS | CHEMICALS | Tube for SOLVENT,EKC,IPA | AISI 304L+PFA |  | 304L (ext) + PFA 450 HP (int) | 1/2" (internal) |  | 0 | m | 0 | 0 | 0 | 0 | 0
533 | CHEMICALS | CHEMICALS | Tube for SOLVENT,EKC,IPA | AISI 304L+PFA |  | 304L (ext) + PFA 450 HP (int) | 3/4" (internal) |  | 0 | m | 0 | 0 | 0 | 0 | 0
534 | CHEMICALS | CHEMICALS | Tube for Photosensitive | Grey PVC-C +PFA |  | PVC (ext) + PFA 450 HP (int) | 1/2" (internal) |  | 0 | m | 0 | 0 | 0 | 0 | 0
535 | CHEMICALS | CHEMICALS | Tube for Photosensitive | Grey PVC-C +PFA |  | PVC (ext) + PFA 450 HP (int) | 3/4" (internal) |  | 0 | m | 0 | 0 | 0 | 0 | 0
536 | CHEMICALS | CHEMICALS | Flareteck | PFA |  |  |  |  | 0 | unit | 0 | 0 | 0 | 0 | 0
537 | CHEMICALS | CHEMICALS | Test and Certifications | [5 empty] | 0 | unit | 0 | 0 | 0 | 0 | 0
538 | CHEMICALS | CHEMICALS | Other | [5 empty] | 0 |  | 0 | 0 | 0 | 0 | 0
539 | CHEMICALS | CHEMICALS | Other | [5 empty] | 0 |  | 0 | 0 | 0 | 0 | 0
| CLEANROOM | CLEANROOM | CLEANROOM
540 | CLEANROOM | CLEANROOM | Blind tile in ALU 600x600, top cover in PVC | Aluminium |  | die-cast aluminum with reinforcement ribs |  |  | 0 | unit | 0 | 0 | 0 | 0 | 0
541 | CLEANROOM | CLEANROOM | Perforated tile in ALU 600x600, top cover in PVC | Aluminium |  | die-cast aluminum with reinforcement ribs |  |  | 0 | unit | 0 | 0 | 0 | 0 | 0
542 | CLEANROOM | CLEANROOM | Grid tile in ALU 600x600, top cover in PVC | Aluminium |  | die-cast aluminum with reinforcement ribs |  |  | 0 | unit | 0 | 0 | 0 | 0 | 0
543 | CLEANROOM | CLEANROOM | Blind/Perforated tile 600x600 with inspection window | Aluminium |  | die-cast aluminum with reinforcement ribs |  |  | 0 | unit | 0 | 0 | 0 | 0 | 0
544 | CLEANROOM | CLEANROOM | Cleanroom wall (Supply and installation) | Aluminium |  |  |  |  | 0 | unit | 0 | 0 | 0 | 0 | 0
545 | CLEANROOM | CLEANROOM | Cleanroom wall (Rework existing - Only manpower) | Aluminium |  |  |  |  | 0 | unit | 0 | 0 | 0 | 0 | 0
546 | CLEANROOM | CLEANROOM | Other | [5 empty] | 0 |  | 0 | 0 | 0 | 0 | 0
547 | CLEANROOM | CLEANROOM | Other | [5 empty] | 0 |  | 0 | 0 | 0 | 0 | 0
| GENERAL | GENERAL | OTHER GENERAL
548 | GENERAL | GENERAL | Pedestal | [5 empty] | 0 | unit | 0 | 0 | 0 | 0 | 0
549 | GENERAL | GENERAL | Steel plate | [5 empty] | 0 | unit | 0 | 0 | 0 | 0 | 0
550 | GENERAL | GENERAL | Seismic brackets for tool | [5 empty] | 0 | unit | 0 | 0 | 0 | 0 | 0
551 | GENERAL | GENERAL | Supports for pumps or Subequipment | aisi |  |  |  |  | 0 | unit | 0 | 0 | 0 | 0 | 0
552 | GENERAL | GENERAL | Mechanical lines Supports (cda,bulk,pcw,foreline,exac, cable trays) | unistrut/ Wurth |  | Hot deep Galvanized steel Epoxy Painted |  |  | 0 | unit | 0 | 0 | 0 | 0 | 0
553 | GENERAL | GENERAL | Mechanical lines Supports (cda,bulk,pcw,foreline,exac, cable trays) | unistrut/ Wurth |  | Hot deep Galvanized steel |  |  | 0 | unit | 0 | 0 | 0 | 0 | 0
554 | GENERAL | GENERAL | Mechanical lines Supports (cda,bulk,pcw,foreline,exac, cable trays) | unistrut/ Wurth |  | Stainless Steel |  |  | 0 | unit | 0 | 0 | 0 | 0 | 0
555 | GENERAL | GENERAL | Facilities Panels (Only structure) | aisi |  | aisi 304 |  |  | 0 | unit | 0 | 0 | 0 | 0 | 0
556 | GENERAL | GENERAL | Gas box (complete of valves and fittings) | AISI |  |  |  |  | 0 | unit | 0 | 0 | 0 | 0 | 0
557 | GENERAL | GENERAL | Cable tray for mechanical and electrical lines | 304L |  | Hot deep Galvanized steel (epoxy painted in Cleanroom) | WIDTH 50 to 100 |  | 0 | m | 0 | 0 | 0 | 0 | 0
558 | GENERAL | GENERAL | Cable tray for mechanical and electrical lines | 304L |  | Hot deep Galvanized steel (epoxy painted in Cleanroom) | WIDTH 150 to 200 |  | 0 | m | 0 | 0 | 0 | 0 | 0
559 | GENERAL | GENERAL | Cable tray for mechanical and electrical lines | 304L |  | Hot deep Galvanized steel (epoxy painted in Cleanroom) | WIDTH 250 or above |  | 0 | m | 0 | 0 | 0 | 0 | 0
560 | GENERAL | GENERAL | Infills | factory mutual |  | factory mutual |  |  | 0 | m2 | 0 | 0 | 0 | 0 | 0
561 | GENERAL | GENERAL | Facilities Protections | 304L |  | Cable trays or similar |  |  | 0 | m | 0 | 0 | 0 | 0 | 0
562 | GENERAL | GENERAL | Coibentation | trocellen class M1 |  |  | 1/4" |  | 0 | m | 0 | 0 | 0 | 0 | 0
563 | GENERAL | GENERAL | Coibentation | trocellen class M1 |  |  | 3/8" |  | 0 | m | 0 | 0 | 0 | 0 | 0
564 | GENERAL | GENERAL | Coibentation | trocellen class M1 |  |  | 1/2" |  | 0 | m | 0 | 0 | 0 | 0 | 0
565 | GENERAL | GENERAL | Coibentation | trocellen class M1 |  |  | 3/4" |  | 0 | m | 0 | 0 | 0 | 0 | 0
566 | GENERAL | GENERAL | Coibentation | trocellen class M1 |  |  | 1'' |  | 0 | m | 0 | 0 | 0 | 0 | 0
567 | GENERAL | GENERAL | Interconnection flexible Lines to Machine (LIM) - tube | Twisted SS ext. |  | ANTISTATIC | 1/2" |  | 0 | m | 0 | 0 | 0 | 0 | 0
568 | GENERAL | GENERAL | Interconnection flexible Lines to Machine (LIM) - tube | Twisted SS ext. |  | ANTISTATIC | 3/4" |  | 0 | m | 0 | 0 | 0 | 0 | 0
569 | GENERAL | GENERAL | Interconnection flexible Lines to Machine (LIM) - tube | Twisted SS ext. |  | ANTISTATIC | 1'' |  | 0 | m | 0 | 0 | 0 | 0 | 0
570 | GENERAL | GENERAL | Interconnection flexible Lines to Machine (LIM) - tube (For etch Tool) | PFA |  | ANTISTATIC | 1/2" |  | 0 | m | 0 | 0 | 0 | 0 | 0
571 | GENERAL | GENERAL | Interconnection flexible Lines to Machine (LIM) - tube (For etch Tool) | PFA |  | ANTISTATIC | 3/4" |  | 0 | m | 0 | 0 | 0 | 0 | 0
572 | GENERAL | GENERAL | Interconnection flexible Lines to Machine (LIM) - tube (For etch Tool) | PFA |  | ANTISTATIC | 1'' |  | 0 | m | 0 | 0 | 0 | 0 | 0
573 | GENERAL | GENERAL | Interconnection flexible Lines to Machine (LIM) - tube | PFA |  | NON ANTISTATIC | 1/2" |  | 0 | m | 0 | 0 | 0 | 0 | 0
574 | GENERAL | GENERAL | Interconnection flexible Lines to Machine (LIM) - tube | PFA |  | NON ANTISTATIC | 3/4" |  | 0 | m | 0 | 0 | 0 | 0 | 0
575 | GENERAL | GENERAL | Interconnection flexible Lines to Machine (LIM) - tube | PFA |  | NON ANTISTATIC | 1'' |  | 0 | m | 0 | 0 | 0 | 0 | 0
576 | GENERAL | GENERAL | LIM - Valves | AISI |  | PN16 | 1/2" |  | 0 | unit | 0 | 0 | 0 | 0 | 0
577 | GENERAL | GENERAL | LIM - Valves | AISI |  | PN16 | 3/4" |  | 0 | unit | 0 | 0 | 0 | 0 | 0
578 | GENERAL | GENERAL | LIM - Valves | AISI |  | PN16 | 1'' |  | 0 | unit | 0 | 0 | 0 | 0 | 0
579 | GENERAL | GENERAL | LIM - Quick Connector | AISI |  | PN16 | 1/2" |  | 0 | unit | 0 | 0 | 0 | 0 | 0
580 | GENERAL | GENERAL | LIM - Quick Connector | AISI |  | PN16 | 3/4" |  | 0 | unit | 0 | 0 | 0 | 0 | 0
581 | GENERAL | GENERAL | LIM - Quick Connector | AISI |  | PN16 | 1'' |  | 0 | unit | 0 | 0 | 0 | 0 | 0
582 | GENERAL | GENERAL | Cables/tubes laying support |  |  | manpower |  |  | 0 | hours | 0 | 0 | 0 | 0 | 0
583 | GENERAL | GENERAL | Rilsan tube | PFA |  |  | 1/4'' |  | 0 | m | 0 | 0 | 0 | 0 | 0
584 | GENERAL | GENERAL | Heat tracing for specialty gases | Cables + Cooibentation |  |  | 1/4" |  | 0 | m | 0 | 0 | 0 | 0 | 0
585 | GENERAL | GENERAL | Heat tracing for specialty gases | Cables + Cooibentation |  |  | 3/8" |  | 0 | m | 0 | 0 | 0 | 0 | 0
586 | GENERAL | GENERAL | Heat tracing for specialty gases | Cables + Cooibentation |  |  | 1/2" |  | 0 | m | 0 | 0 | 0 | 0 | 0
587 | GENERAL | GENERAL | Heat tracing for specialty gases | Cables + Cooibentation |  |  | 3/4" |  | 0 | m | 0 | 0 | 0 | 0 | 0
588 | GENERAL | GENERAL | Heat tracing for specialty gases | Cables + Cooibentation |  |  | 1'' |  | 0 | m | 0 | 0 | 0 | 0 | 0
589 | GENERAL | GENERAL | Control box for Specialty gases Heat tracing | [5 empty] | 0 | unit | 0 | 0 | 0 | 0 | 0
590 | GENERAL | GENERAL | Gas detection,VMB,GAS Stick, PNEUMATIC VALVES interconnections | PFA |  |  |  |  | 0 | m | 0 | 0 | 0 | 0 | 0
591 | GENERAL | GENERAL | Drip Panel | Takiron/PPH |  |  |  |  | 0 | unit | 0 | 0 | 0 | 0 | 0
592 | GENERAL | GENERAL | Magnehelic | [5 empty] | 0 | unit | 0 | 0 | 0 | 0 | 0
593 | GENERAL | GENERAL | Termometer | [5 empty] | 0 | unit | 0 | 0 | 0 | 0 | 0
594 | GENERAL | GENERAL | Exhaust flexible pipe |  | ABC Flex / Masterflex |  | DN50 TO75 |  | 0 | m | 0 | 0 | 0 | 0 | 0
595 | GENERAL | GENERAL | Exhaust flexible pipe |  | ABC Flex / Masterflex |  | DN100 TO150 |  | 0 | m | 0 | 0 | 0 | 0 | 0
596 | GENERAL | GENERAL | Sump Pump + tank | PVDF |  | Pneumatic pump |  |  | 0 | unit | 0 | 0 | 0 | 0 | 0
597 | GENERAL | GENERAL | Sump Pump + tank | PPH |  | Pneumatic pump |  |  | 0 | unit | 0 | 0 | 0 | 0 | 0
598 | GENERAL | GENERAL | Drip panel for sub equipment | AISI 304 |  |  |  |  | 0 | unit | 0 | 0 | 0 | 0 | 0
599 | GENERAL | GENERAL | Other structures (mezzanino…) | [5 empty] | 0 | unit | 0 | 0 | 0 | 0 | 0
600 | GENERAL | GENERAL | Labels (all facilites, tool, subequipment, electrical) | [5 empty] | 0 | unit/m | 0 | 0 | 0 | 0 | 0
601 | GENERAL | GENERAL | Documentation (DM37 or local law requirements)) | [5 empty] | 0 | unit | 0 | 0 | 0 | 0 | 0
602 | GENERAL | GENERAL | Indirect costs (Project Management, other…...) | [5 empty] | 0 | unit | 0 | 0 | 0 | 0 | 0
603 | GENERAL | GENERAL | Other | [5 empty] | 0 |  | 0 | 0 | 0 | 0 | 0
604 | GENERAL | GENERAL | Other | [5 empty] | 0 |  | 0 | 0 | 0 | 0 | 0
[12 empty] | TOTAL Mechanical and fluids |  |  | 0
Technical specification details on HOOK-UP STANDARD BOOK or Fab Documentsd
|  | Important information | The cable lengths and calculation results in the PID and the calculation note are estimates to be confirmed by the installer on site.
N° |  | CODE | FACILITIES | MATERIALS | BRAND | CHARACTERISTICS | OTHER | Quantity ST | Quantity Supplier | unit | Unit Price materials (€) | Unit Price manpower (€) |  |  | Total | REV
| POWER | CABLES | CABLES
1 | POWER | CABLES | Power Cable | FG16M16 (CPR Compliant) |  | FG16OM16 1X240mm2 |  |  | 0 | m | 0 | 0 | 0 | 0 | 0
2 | POWER | CABLES | Power Cable | FG16M16 (CPR Compliant) |  | FG16OM16 1X185mm2 |  |  | 0 | m | 0 | 0 | 0 | 0 | 0
3 | POWER | CABLES | Power Cable | FG16M16 (CPR Compliant) |  | FG16OM16 1X150mm2 |  |  | 0 | m | 0 | 0 | 0 | 0 | 0
4 | POWER | CABLES | Power Cable | FG16M16 (CPR Compliant) |  | FG16OM16 1X120mm2 |  |  | 0 | m | 0 | 0 | 0 | 0 | 0
5 | POWER | CABLES | Power Cable | FG16M16 (CPR Compliant) |  | FG16OM16 1X95mm2 |  |  | 0 | m | 0 | 0 | 0 | 0 | 0
6 | POWER | CABLES | Power Cable | FG16M16 (CPR Compliant) |  | FG16OM16 1X70mm2 |  |  | 0 | m | 0 | 0 | 0 | 0 | 0
7 | POWER | CABLES | Power Cable | FG16M16 (CPR Compliant) |  | FG16OM16 1X50mm2 |  |  | 0 | m | 0 | 0 | 0 | 0 | 0
8 | POWER | CABLES | Power Cable | FG16M16 (CPR Compliant) |  | FG16OM16 1X35mm2 |  |  | 0 | m | 0 | 0 | 0 | 0 | 0
9 | POWER | CABLES | Power Cable | FG16M16 (CPR Compliant) |  | FG16OM16 1X25mm2 |  |  | 0 | m | 0 | 0 | 0 | 0 | 0
10 | POWER | CABLES | Power Cable | FG16M16 (CPR Compliant) |  | FG16OM16 1X16mm2 |  |  | 0 | m | 0 | 0 | 0 | 0 | 0
11 | POWER | CABLES | Power Cable | FG16M16 (CPR Compliant) |  | FG16OM16 1X10mm2 |  |  | 0 | m | 0 | 0 | 0 | 0 | 0
12 | POWER | CABLES | Power Cable | FG16M16 (CPR Compliant) |  | FG16OM16 1X6mm2 |  |  | 0 | m | 0 | 0 | 0 | 0 | 0
13 | POWER | CABLES | Power Cable | FG16M16 (CPR Compliant) |  | FG16OM16 1X4mm2 |  |  | 0 | m | 0 | 0 | 0 | 0 | 0
14 | POWER | CABLES | Power Cable | FG16M16 (CPR Compliant) |  | FG16OM16 1X2,5mm2 |  |  | 0 | m | 0 | 0 | 0 | 0 | 0
15 | POWER | CABLES | Power Cable | FG16M16 (CPR Compliant) |  | FG16OM16 1X1,5mm2 |  |  | 0 | m | 0 | 0 | 0 | 0 | 0
16 | POWER | CABLES | Power Cable | FG16M16 (CPR Compliant) |  | FG16OM16 2X1,5 |  |  | 0 | m | 0 | 0 | 0 | 0 | 0
17 | POWER | CABLES | Power Cable | FG16M16 (CPR Compliant) |  | FG16OM16 2X2,5 |  |  | 0 | m | 0 | 0 | 0 | 0 | 0
18 | POWER | CABLES | Power Cable | FG16M16 (CPR Compliant) |  | FG16OM16 2X4 |  |  | 0 | m | 0 | 0 | 0 | 0 | 0
19 | POWER | CABLES | Power Cable | FG16M16 (CPR Compliant) |  | FG16OM16 2X6 |  |  | 0 | m | 0 | 0 | 0 | 0 | 0
20 | POWER | CABLES | Power Cable | FG16M16 (CPR Compliant) |  | FG16OM16 2X10 |  |  | 0 | m | 0 | 0 | 0 | 0 | 0
21 | POWER | CABLES | Power Cable | FG16M16 (CPR Compliant) |  | FG16OM16 2X16 |  |  | 0 | m | 0 | 0 | 0 | 0 | 0
22 | POWER | CABLES | Power Cable | FG16M16 (CPR Compliant) |  | FG16OM16 2X25 |  |  | 0 | m | 0 | 0 | 0 | 0 | 0
23 | POWER | CABLES | Power Cable | FG16M16 (CPR Compliant) |  | FG16OM16 2X35 |  |  | 0 | m | 0 | 0 | 0 | 0 | 0
24 | POWER | CABLES | Power Cable | FG16M16 (CPR Compliant) |  | FG16OM16 2X50 |  |  | 0 | m | 0 | 0 | 0 | 0 | 0
25 | POWER | CABLES | Power Cable | FG16M16 (CPR Compliant) |  | FG16OM16 2X70 |  |  | 0 | m | 0 | 0 | 0 | 0 | 0
26 | POWER | CABLES | Power Cable | FG16M16 (CPR Compliant) |  | FG16OM16 2X120 |  |  | 0 | m | 0 | 0 | 0 | 0 | 0
27 | POWER | CABLES | Power Cable | FG16M16 (CPR Compliant) |  | FG16OM16 3G1,5mm2 |  |  | 0 | m | 0 | 0 | 0 | 0 | 0
28 | POWER | CABLES | Power Cable | FG16M16 (CPR Compliant) |  | FG16OM16 3G2,5mm2 |  |  | 0 | m | 0 | 0 | 0 | 0 | 0
29 | POWER | CABLES | Power Cable | FG16M16 (CPR Compliant) |  | FG16OM16 3G4mm2 |  |  | 0 | m | 0 | 0 | 0 | 0 | 0
30 | POWER | CABLES | Power Cable | FG16M16 (CPR Compliant) |  | FG16OM16 3G6mm2 |  |  | 0 | m | 0 | 0 | 0 | 0 | 0
31 | POWER | CABLES | Power Cable | FG16M16 (CPR Compliant) |  | FG16OM16 3g10mm2 |  |  | 0 | m | 0 | 0 | 0 | 0 | 0
32 | POWER | CABLES | Power Cable | FG16M16 (CPR Compliant) |  | FG16OM16 3g16mm2 |  |  | 0 | m | 0 | 0 | 0 | 0 | 0
33 | POWER | CABLES | Power Cable | FG16M16 (CPR Compliant) |  | FG16OM16 3g25mm2 |  |  | 0 | m | 0 | 0 | 0 | 0 | 0
34 | POWER | CABLES | Power Cable | FG16M16 (CPR Compliant) |  | FG16OM16 3G35m2 |  |  | 0 | m | 0 | 0 | 0 | 0 | 0
35 | POWER | CABLES | Power Cable | FG16M16 (CPR Compliant) |  | FG16OM16 3g50mm2 |  |  | 0 | m | 0 | 0 | 0 | 0 | 0
36 | POWER | CABLES | Power Cable | FG16M16 (CPR Compliant) |  | FG16OM16 3g70mm2 |  |  | 0 | m | 0 | 0 | 0 | 0 | 0
37 | POWER | CABLES | Power Cable | FG16M16 (CPR Compliant) |  | FG16OM16 3g120mm2 |  |  | 0 | m | 0 | 0 | 0 | 0 | 0
38 | POWER | CABLES | Power Cable | FG16M16 (CPR Compliant) |  | FG16OM16 4G1,5mm2 |  |  | 0 | m | 0 | 0 | 0 | 0 | 0
39 | POWER | CABLES | Power Cable | FG16M16 (CPR Compliant) |  | FG16OM16 4G2,5mm2 |  |  | 0 | m | 0 | 0 | 0 | 0 | 0
40 | POWER | CABLES | Power Cable | FG16M16 (CPR Compliant) |  | FG16OM16 4G4mm2 |  |  | 0 | m | 0 | 0 | 0 | 0 | 0
41 | POWER | CABLES | Power Cable | FG16M16 (CPR Compliant) |  | FG16OM16 4G6mm2 |  |  | 0 | m | 0 | 0 | 0 | 0 | 0
42 | POWER | CABLES | Power Cable | FG16M16 (CPR Compliant) |  | FG16OM16 4G10mm2 |  |  | 0 | m | 0 | 0 | 0 | 0 | 0
43 | POWER | CABLES | Power Cable | FG16M16 (CPR Compliant) |  | FG16OM16 4G16mm2 |  |  | 0 | m | 0 | 0 | 0 | 0 | 0
44 | POWER | CABLES | Power Cable | FG16M16 (CPR Compliant) |  | FG16OM16 4G25mm2 |  |  | 0 | m | 0 | 0 | 0 | 0 | 0
45 | POWER | CABLES | Power Cable | FG16M16 (CPR Compliant) |  | FG16OM16 4G35mm2 |  |  | 0 | m | 0 | 0 | 0 | 0 | 0
46 | POWER | CABLES | Power Cable | FG16M16 (CPR Compliant) |  | FG16OM16 4G70mm2 |  |  | 0 | m | 0 | 0 | 0 | 0 | 0
47 | POWER | CABLES | Power Cable | FG16M16 (CPR Compliant) |  | FG16OM16 4G120mm2 |  |  | 0 | m | 0 | 0 | 0 | 0 | 0
48 | POWER | CABLES | Power Cable | FG16M16 (CPR Compliant) |  | FG16OM16 4G25mm2 |  |  | 0 | m | 0 | 0 | 0 | 0 | 0
49 | POWER | CABLES | Power Cable | FG16M16 (CPR Compliant) |  | FG16OM16 5G1,5mm2 |  |  | 0 | m | 0 | 0 | 0 | 0 | 0
50 | POWER | CABLES | Power Cable | FG16M16 (CPR Compliant) |  | FG16OM16 5G2,5mm2 |  |  | 0 | m | 0 | 0 | 0 | 0 | 0
51 | POWER | CABLES | Power Cable | FG16M16 (CPR Compliant) |  | FG16OM16 5G4mm2 |  |  | 0 | m | 0 | 0 | 0 | 0 | 0
52 | POWER | CABLES | Power Cable | FG16M16 (CPR Compliant) |  | FG16OM16 5G6mm2 |  |  | 0 | m | 0 | 0 | 0 | 0 | 0
53 | POWER | CABLES | Power Cable | FG16M16 (CPR Compliant) |  | FG16OM16 5G10mm2 |  |  | 0 | m | 0 | 0 | 0 | 0 | 0
54 | POWER | CABLES | Power Cable | FG16M16 (CPR Compliant) |  | FG16OM16 5G16mm2 |  |  | 0 | m | 0 | 0 | 0 | 0 | 0
55 | POWER | CABLES | Power Cable | FG16M16 (CPR Compliant) |  | FG16OM16 5G25mm2 |  |  | 0 | m | 0 | 0 | 0 | 0 | 0
56 | POWER | CABLES | Power Cable | FG16M16 (CPR Compliant) |  | FG16OM16 5G35mm2 |  |  | 0 | m | 0 | 0 | 0 | 0 | 0
57 | POWER | CABLES | Power Cable | FG16M16 (CPR Compliant) |  | FG16OM16 5G70mm2 |  |  | 0 | m | 0 | 0 | 0 | 0 | 0
58 | POWER | CABLES | Power Cable | FG16M16 (CPR Compliant) |  | FG16OM16 5G120mm2 |  |  | 0 | m | 0 | 0 | 0 | 0 | 0
59 | POWER | CABLES | Ground Cable | FG17GVB (CPR Compliant) |  | FG17-GVB 1X240mm2 |  |  | 0 | m | 0 | 0 | 0 | 0 | 0
60 | POWER | CABLES | Ground Cable | FG17GVB (CPR Compliant) |  | FG17-GVB 1X185mm2 |  |  | 0 | m | 0 | 0 | 0 | 0 | 0
61 | POWER | CABLES | Ground Cable | FG17GVB (CPR Compliant) |  | FG17-GVB 1X150mm2 |  |  | 0 | m | 0 | 0 | 0 | 0 | 0
62 | POWER | CABLES | Ground Cable | FG17GVB (CPR Compliant) |  | FG17-GVB 1X120mm2 |  |  | 0 | m | 0 | 0 | 0 | 0 | 0
63 | POWER | CABLES | Ground Cable | FG17GVB (CPR Compliant) |  | FG17-GVB 1X95mm2 |  |  | 0 | m | 0 | 0 | 0 | 0 | 0
64 | POWER | CABLES | Ground Cable | FG17GVB (CPR Compliant) |  | FG17-GVB 1X70mm2 |  |  | 0 | m | 0 | 0 | 0 | 0 | 0
65 | POWER | CABLES | Ground Cable | FG17GVB (CPR Compliant) |  | FG17-GVB 1X50mm2 |  |  | 0 | m | 0 | 0 | 0 | 0 | 0
66 | POWER | CABLES | Ground Cable | FG17GVB (CPR Compliant) |  | FG17-GVB 1X35mm2 |  |  | 0 | m | 0 | 0 | 0 | 0 | 0
67 | POWER | CABLES | Ground Cable | FG17GVB (CPR Compliant) |  | FG17-GVB 1X25mm2 |  |  | 0 | m | 0 | 0 | 0 | 0 | 0
68 | POWER | CABLES | Shielderd Cable | FROR16 |  | FROR 2X1mm2 sch |  |  | 0 | m | 0 | 0 | 0 | 0 | 0
69 | POWER | CABLES | Shielderd Cable (other) | [5 empty] | 0 | m | 0 | 0 | 0 | 0 | 0
70 | POWER | CABLES | Signal cable Type RJ45 | [5 empty] | 0 | m | 0 | 0 | 0 | 0 | 0
71 | POWER | TRANSFORMER | Transformer |  |  | <25KVA |  |  | 0 | unit | 0 | 0 | 0 | 0 | 0
72 | POWER | TRANSFORMER | Transformer |  |  | 25KVA to 35 KVA |  |  | 0 | unit | 0 | 0 | 0 | 0 | 0
73 | POWER | TRANSFORMER | Transformer |  |  | 35KVa to 60 KVA |  |  | 0 | unit | 0 | 0 | 0 | 0 | 0
74 | POWER | TRANSFORMER | Transformer |  |  | 75 KVA to 90 KVA |  |  | 0 | unit | 0 | 0 | 0 | 0 | 0
75 | POWER | TRANSFORMER | Transformer |  |  | 100KVa to 120 KVA |  |  | 0 | unit | 0 | 0 | 0 | 0 | 0
76 | POWER | TRANSFORMER | Transformer |  |  | 150 Kva 170 KVA |  |  | 0 | unit | 0 | 0 | 0 | 0 | 0
77 | POWER | TRANSFORMER | Transformer |  |  | >170 KVA |  |  | 0 | unit | 0 | 0 | 0 | 0 | 0
78 | POWER | TRANSFORMER | Thermal control unit + Probes |  |  | Transformer >150KVA |  |  | 0 | unit | 0 | 0 | 0 | 0 | 0
79 | POWER | TRANSFORMER | Other | [5 empty] | 0 |  | 0 | 0 | 0 | 0 | 0
80 | POWER | TRANSFORMER | Other | [5 empty] | 0 |  | 0 | 0 | 0 | 0 | 0
| POWER | SOCKET | SOCKET
81 | POWER | SOCKET | Interlocked socket + Plug | IP44 |  | 2P+T 16A |  |  | 0 | unit | 0 | 0 | 0 | 0 | 0
82 | POWER | SOCKET | Interlocked socket + Plug | IP44 |  | 2P+T 32A |  |  | 0 | unit | 0 | 0 | 0 | 0 | 0
85 | POWER | SOCKET | Interlocked socket + Plug | IP44 |  | 3P+T 16A |  |  | 0 | unit | 0 | 0 | 0 | 0 | 0
85 | POWER | SOCKET | Interlocked socket + Plug | IP44 |  | 3P+T 32A |  |  | 0 | unit | 0 | 0 | 0 | 0 | 0
85 | POWER | SOCKET | Interlocked socket + Plug | IP44 |  | 3P+N+T 16A |  |  | 0 | unit | 0 | 0 | 0 | 0 | 0
85 | POWER | SOCKET | Interlocked socket + Plug | IP44 |  | 3P+N+T 32A |  |  | 0 | unit | 0 | 0 | 0 | 0 | 0
85 | POWER | SOCKET | Interlocked socket + Plug | IP44 |  | other |  |  | 0 | unit | 0 | 0 | 0 | 0 | 0
85 | POWER | SOCKET | Service plug | Universal plug |  | 2P+T 10/16 A + SHUKO |  |  | 0 | unit | 0 | 0 | 0 | 0 | 0
85 | POWER | SOCKET | Service plug | Universal plug |  | 2P+T 32A |  |  | 0 | unit | 0 | 0 | 0 | 0 | 0
85 | POWER | SOCKET | EMERGENCY STOP | Schneider |  |  | XB4BS9445 + ZBZ1604 |  | 0 | unit | 0 | 0 | 0 | 0 | 0
85 | POWER | SOCKET | LED indicator light white | Schneider | Ø22 - white - 230V |  | XB4-BVM1 |  | 0 | unit | 0 | 0 | 0 | 0 | 0
85 | POWER | SOCKET | LED indicator light red | Schneider | Ø22 - red - 230V |  | XB4-BVM4 |  | 0 | unit | 0 | 0 | 0 | 0 | 0
85 | POWER | SOCKET | Socket IP44 | LEGRAND | 2P+T 16A |  |  |  | 0 | unit | 0 | 0 | 0 | 0 | 0
85 | POWER | SOCKET | other SOCKET PANEL | LEGRAND | 2 PRISES 2P+ T |  |  |  | 0 | unit | 0 | 0 | 0 | 0 | 0
85 | POWER | SOCKET | Other | [5 empty] | 0 |  | 0 | 0 | 0 | 0 | 0
86 | POWER | SOCKET | Other | [5 empty] | 0 |  | 0 | 0 | 0 | 0 | 0
| POWER | BREAKERS | BREAKERS
87 | POWER | BREAKERS | Differential Magnetothermic BREAKER |  |  | Various size |  |  | 0 | unit | 0 | 0 | 0 | 0 | 0
88 | POWER | BREAKERS | Magnetothermic BREAKER | curva C/D |  | <2X16A |  |  | 0 | unit | 0 | 0 | 0 | 0 | 0
89 | POWER | BREAKERS | Magnetothermic BREAKER | curva C/D |  | 2X16A to 2X32A |  |  | 0 | unit | 0 | 0 | 0 | 0 | 0
90 | POWER | BREAKERS | Magnetothermic BREAKER | curva C/D |  | >2X32A |  |  | 0 | unit | 0 | 0 | 0 | 0 | 0
91 | POWER | BREAKERS | Magnetothermic BREAKER | curva C/D |  | <3X16A |  |  | 0 | unit | 0 | 0 | 0 | 0 | 0
92 | POWER | BREAKERS | Magnetothermic BREAKER | curva C/D |  | 3X16A to 3X25A |  |  | 0 | unit | 0 | 0 | 0 | 0 | 0
93 | POWER | BREAKERS | Magnetothermic BREAKER | curva C/D |  | 3X32A to 3X50A |  |  | 0 | unit | 0 | 0 | 0 | 0 | 0
94 | POWER | BREAKERS | Magnetothermic BREAKER | curva C/D |  | 3X80A to 3X125A |  |  | 0 | unit | 0 | 0 | 0 | 0 | 0
95 | POWER | BREAKERS | Magnetothermic BREAKER | curva C/D |  | 4X16A to 4X32A |  |  | 0 | unit | 0 | 0 | 0 | 0 | 0
96 | POWER | BREAKERS | Magnetothermic BREAKER | curva C/D |  | 4X50A to 4X63A |  |  | 0 | unit | 0 | 0 | 0 | 0 | 0
97 | POWER | BREAKERS | Magnetothermic BREAKER | curva C/D |  | 4X80A to 4X125A |  |  | 0 | unit | 0 | 0 | 0 | 0 | 0
98 | POWER | BREAKERS | MOLDED CASE CIRCUIT BREAKER | curva C/D |  | 3X100 to 3x250 (25kA-50kA) |  |  | 0 | unit | 0 | 0 | 0 | 0 | 0
99 | POWER | BREAKERS | MOLDED CASE CIRCUIT BREAKER | curva C/D |  | 3X100 to 3x250 (70kA-100kA) |  |  | 0 | unit | 0 | 0 | 0 | 0 | 0
100 | POWER | BREAKERS | MOLDED CASE CIRCUIT BREAKER | curva C/D |  | 3X400 to 3x630 (25kA-50kA) |  |  | 0 | unit | 0 | 0 | 0 | 0 | 0
101 | POWER | BREAKERS | MOLDED CASE CIRCUIT BREAKER | curva C/D |  | 3X400 to 3x630 (70kA-100kA) |  |  | 0 | unit | 0 | 0 | 0 | 0 | 0
102 | POWER | BREAKERS | MOLDED CASE CIRCUIT BREAKER | curva C/D |  | 4X100 to 4x250 (25kA-50kA) |  |  | 0 | unit | 0 | 0 | 0 | 0 | 0
103 | POWER | BREAKERS | MOLDED CASE CIRCUIT BREAKER | curva C/D |  | 4X100 to 4x250 (70kA-100kA) |  |  | 0 | unit | 0 | 0 | 0 | 0 | 0
104 | POWER | BREAKERS | MOLDED CASE CIRCUIT BREAKER | curva C/D |  | 4X400 to 4x630 (25kA-50kA) |  |  | 0 | unit | 0 | 0 | 0 | 0 | 0
105 | POWER | BREAKERS | MOLDED CASE CIRCUIT BREAKER | curva C/D |  | 4X400 to 4x630 (70kA-100kA) |  |  | 0 | unit | 0 | 0 | 0 | 0 | 0
106 | POWER | BREAKERS | Thermal Magnetic trip unit | curva C/D |  | from 63 to 125A |  |  | 0 | unit | 0 | 0 | 0 | 0 | 0
107 | POWER | BREAKERS | Thermal Magnetic trip unit | curva C/D |  | from 160 to 250A |  |  | 0 | unit | 0 | 0 | 0 | 0 | 0
108 | POWER | BREAKERS | VIGI module | [5 empty] | 0 | unit | 0 | 0 | 0 | 0 | 0
109 | POWER | BREAKERS | MICROLOGIC trip unit | [5 empty] | 0 | unit | 0 | 0 | 0 | 0 | 0
110 | POWER | BREAKERS | Accessories (auxiliary contacts) | [5 empty] | 0 | unit | 0 | 0 | 0 | 0 | 0
111 | POWER | BREAKERS | Modular Switchboard | IP54/IP55/IP56/IP65 KAEDRA |  | 4 modules |  |  | 0 | unit | 0 | 0 | 0 | 0 | 0
112 | POWER | BREAKERS | Modular Switchboard | IP54/IP55/IP56/IP65 KAEDRA |  | 8 modules |  |  | 0 | unit | 0 | 0 | 0 | 0 | 0
113 | POWER | BREAKERS | Modular Switchboard | IP54/IP55/IP56/IP65 KAEDRA |  | 12 modules |  |  | 0 | unit | 0 | 0 | 0 | 0 | 0
114 | POWER | BREAKERS | Modular Switchboard | IP54/IP55/IP56/IP65 KAEDRA |  | 24 modules |  |  | 0 | unit | 0 | 0 | 0 | 0 | 0
115 | POWER | BREAKERS | Modular Switchboard | IP54/IP55/IP56/IP65 KAEDRA |  | 36 modules |  |  | 0 | unit | 0 | 0 | 0 | 0 | 0
116 | POWER | BREAKERS | Electrical Box | IP54/IP55/IP56/IP65 |  | Various size |  |  | 0 | unit | 0 | 0 | 0 | 0 | 0
117 | POWER | BREAKERS | Electrical Cabinet (BOX) | IP54/IP55/IP56/IP65 |  | 1200x250x2000 or similar |  |  | 0 | unit | 0 | 0 | 0 | 0 | 0
118 | POWER | BREAKERS | Electrical box complete as for Electrical Project | See components |  | as for EE Project |  |  | 0 | unit | 0 | 0 | 0 | 0 | 0
119 | POWER | BUSSBAR/JUNCTION BOX | Electrical Busbarr cassette/Junction box |  |  | 3T+N 25A |  |  | 0 | unit | 0 | 0 | 0 | 0 | 0
120 | POWER | BUSSBAR/JUNCTION BOX | Electrical Busbarr cassette/Junction box |  |  | 3T+N 32A |  |  | 0 | unit | 0 | 0 | 0 | 0 | 0
121 | POWER | BUSSBAR/JUNCTION BOX | Electrical Busbarr cassette/Junction box |  |  | 3T+N 40A |  |  | 0 | unit | 0 | 0 | 0 | 0 | 0
122 | POWER | BUSSBAR/JUNCTION BOX | Electrical Busbarr cassette/Junction box |  |  | 3T+N 63A |  |  | 0 | unit | 0 | 0 | 0 | 0 | 0
123 | POWER | BUSSBAR/JUNCTION BOX | Electrical Busbarr cassette/Junction box |  |  | 3T+N 125A |  |  | 0 | unit | 0 | 0 | 0 | 0 | 0
124 | POWER | BUSSBAR/JUNCTION BOX | Electrical Busbarr cassette/Junction box |  |  | 3T+N 250A |  |  | 0 | unit | 0 | 0 | 0 | 0 | 0
125 | POWER | BUSSBAR/JUNCTION BOX | Electrical Busbarr cassette/Junction box |  |  | 3T+N 400A |  |  | 0 | unit | 0 | 0 | 0 | 0 | 0
126 | POWER | BUSSBAR/JUNCTION BOX | Electrical Busbarr cassette/Junction box |  |  | 3T+N 630A |  |  | 0 | unit | 0 | 0 | 0 | 0 | 0
127 | POWER | BUSSBAR/JUNCTION BOX | Industrial Fuses |  |  | Various size |  |  | 0 | unit | 0 | 0 | 0 | 0 | 0
128 | POWER | BUSSBAR/JUNCTION BOX | FLEXIBLE INOX SHEAT | aisi 304 |  | D15 to D50 |  |  | 0 | m | 0 | 0 | 0 | 0 | 0
129 | POWER | BUSSBAR/JUNCTION BOX | TUBE SHEAT | aisi 304 |  | D20 to D40 |  |  | 0 | m | 0 | 0 | 0 | 0 | 0
130 | POWER | BUSSBAR/JUNCTION BOX | Other | [5 empty] | 0 |  | 0 | 0 | 0 | 0 | 0
131 | POWER | BUSSBAR/JUNCTION BOX | Other | [5 empty] | 0 |  | 0 | 0 | 0 | 0 | 0
| POWER | GENERAL | OTHER GENERAL
132 | POWER | GENERAL | Manpower (8-17) to support cable installation | [5 empty] | 0 | Hours | 0 | 0 | 0 | 0 | 0
133 | POWER | GENERAL | Test and certificatons | [5 empty] | 0 | unit | 0 | 0 | 0 | 0 | 0
134 | POWER | GENERAL | Electrical project | [5 empty] | 0 | unit | 0 | 0 | 0 | 0 | 0
135 | POWER | GENERAL | Documentation (DM37) | [5 empty] | 0 | unit | 0 | 0 | 0 | 0 | 0
136 | POWER | GENERAL | Structures (for electrical cabinets, sockets, boxes...) | unistrut/ Wurth |  | Hot deep Galvanized steel Epoxy painted |  |  | 0 | unit | 0 | 0 | 0 | 0 | 0
137 | POWER | GENERAL | Structures (for electrical cabinets, sockets, boxes...) | unistrut/ Wurth |  | Hot deep Galvanized steel |  |  | 0 | unit | 0 | 0 | 0 | 0 | 0
138 | POWER | GENERAL | Structures (for electrical cabinets, sockets, boxes...) | unistrut/ Wurth |  | Stainless Steel |  |  | 0 | unit | 0 | 0 | 0 | 0 | 0
[12 empty] | TOTAL Electric |  |  | 0
139 |  | SAFETY COSTS | [7 empty] | Euro |  | TOTAL Safety costs
[12 empty] | TOTAL |  |  | 0

## template1
|  |  | Hook-up Mechanical and Fluids | [7 empty] | TOTAL |  |  |  | 1011.13
Supplier
[5 empty] | Tool | QVERIK2_rtest 09-04-2026
|  | Rev 0 |  |  | Move in date
|  | Rev 1 |  |  | Progetto
|  | Rev 2 |  |  | Tipo attrezzatura
|  | Rev 3 |  |  | Area
Version 1.6 - Dec 2024
N° | Section | Subsection | FACILITIES | MATERIALS | BRAND | CHARACTERISTICS | DIAMETER | Quantity ST | Quantity Supplier | unit | Unit Price materials (€) | Unit Price manpower (€) | Total Price Material | Total Price Manpower | Total | REV | Note | Family
| VACUUM | PV | GASEOUS FLUIDS | [14 empty] | SKIP
| VACUUM | PV | PV | [11 empty] | 0 |  |  | SKIP
1 | VACUUM | PV | Tube (tee,reduction,cups,) | PPH |  | PN10/PN16 | DN20 to DN40 |  | 0 | m | 0 | 0 | 0 | 0 | 0 |  |  | PP-TUBE
2 | VACUUM | PV | Elbows | PPH |  | PN10/PN16 | DN20 to DN40 |  | 0 | unit | 0 | 0 | 0 | 0 | 0 |  |  | ELB-PP
3 | VACUUM | PV | Tee | PPH |  | PN10/PN16 | DN20 to DN40 |  | 0 | unit | 0 | 0 | 0 | 0 | 0 |  |  | TEE-PP
4 | VACUUM | PV | Fittings | PPH |  | PN10/PN16 | DN20 to DN40 |  | 0 | unit | 0 | 0 | 0 | 0 | 0 |  |  | BOC-PP; MISC-PP; RED-PP
5 | VACUUM | PV | Ball valve | PPH |  | PN10/PN16 | DN20 to DN25 |  | 0 | unit | 0 | 0 | 0 | 0 | 0 |  |  | VAL-PP
6 | VACUUM | PV | Ball valve | PPH |  | PN10/PN16 | DN32 to DN40 |  | 0 | unit | 0 | 0 | 0 | 0 | 0 |  |  | VAL-PP
7 | VACUUM | PV | Regulator | PPH |  | PN10/PN16 | DN20 to DN40 |  | 0 | unit | 0 | 0 | 0 | 0 | 0 |  |  | REG-PP
8 | VACUUM | PV | Flexible tube | PFA |  | 450HP | 1/4'' to 3/4'' |  | 0 | m | 0 | 0 | 0 | 0 | 0 |  |  | PFA-TUBE
9 | VACUUM | PV | Test | [5 empty] | 0 | unit | 0 | 0 | 0 | 0 | 0 |  |  | SKIP
10 | VACUUM | PV | Other | [5 empty] | 0 |  | 0 | 0 | 0 | 0 | 0 |  |  | SKIP
11 | VACUUM | PV | Other | [5 empty] | 0 |  | 0 | 0 | 0 | 0 | 0 |  |  | SKIP
| GASES | BULK GASES | BULK GASES (N2uhp / Aruhp /Heuhp / O2uhp) | [14 empty] | SKIP
12 | GASES | BULK GASES | Tube | 316L EP |  | 316L- seamless- EP- Ra ≤ 0.25- um - AOD/VAR | 1/4'' |  | 6 | m | 19.44 | 0 | 116.64 | 0 | 116.64 |  | Il tubo fornito misura 6 m | TUBE-ULT
13 | GASES | BULK GASES | Elbows | 316L EP |  | 316L- seamless- EP- Ra ≤ 0.25- um - AOD/VAR | 1/4'' |  | 1 | unit | 27.8 | 0 | 27.8 | 0 | 27.8 |  | Elbow 90° - per 45° chiedere offerta | ELB-ULT
14 | GASES | BULK GASES | tee | 316L EP |  | 316L- seamless- EP- Ra ≤ 0.25- um - AOD/VAR | 1/4'' |  | 1 | unit | 59.78 | 0 | 59.78 | 0 | 59.78 |  | Straight tees - Per reduced tees chiedere offerta | TEE-ULT
15 | GASES | BULK GASES | Fittings | 316L EP |  | 316L- seamless- EP- Ra ≤ 0.25- um - AOD/VAR | 1/4'' |  | 1 | unit | 0 | 0 | 0 | 0 | 0 |  |  | FIT
16 | GASES | BULK GASES | Valve | 316L EP |  | 316L- seamless- EP- Ra ≤ 0.25- um - AOD/VAR | 1/4'' |  | 1 | unit | 108 | 0 | 108 | 0 | 108 |  | EVZS4R-BV - MAX Pressure and cv: tbd | VAL
17 | GASES | BULK GASES | Regulator + Manometer | 316L EP |  | 316L- seamless- EP- Ra ≤ 0.25- um - AOD/VAR | 1/4'' |  | 1 | unit | 450 | 0 | 450 | 0 | 450 |  | ERV-50S-1.5-P7-3P-MV4-MV4 VAR | REG;MAN
18 | GASES | BULK GASES | Tube | 316L EP |  | 316L- seamless- EP- Ra ≤ 0.25- um - AOD/VAR | 3/8" |  | 0 | m | 23.57 | 0 | 0 | 0 | 0 |  | Il tubo fornito misura 6 m | TUBE-ULT
19 | GASES | BULK GASES | Elbows | 316L EP |  | 316L- seamless- EP- Ra ≤ 0.25- um - AOD/VAR | 3/8" |  | 0 | unit | 28.18 | 0 | 0 | 0 | 0 |  | Elbow 90° - per 45° chiedere offerta | ELB-ULT
20 | GASES | BULK GASES | tee | 316L EP |  | 316L- seamless- EP- Ra ≤ 0.25- um - AOD/VAR | 3/8" |  | 0 | unit | 64.88 | 0 | 0 | 0 | 0 |  | Straight tees - Per reduced tees chiedere offerta | TEE-ULT
21 | GASES | BULK GASES | Fittings | 316L EP |  | 316L- seamless- EP- Ra ≤ 0.25- um - AOD/VAR | 3/8" |  | 0 | unit | 0 | 0 | 0 | 0 | 0 |  |  | FIT
22 | GASES | BULK GASES | Valve | 316L EP |  | 316L- seamless- EP- Ra ≤ 0.25- um - AOD/VAR | 3/8" |  | 0 | unit | 215.49 | 0 | 0 | 0 | 0 |  | UHD-32SV-M-MV6-MV6 - MAX Pressure and cv: tbd | VAL
23 | GASES | BULK GASES | Regulator + Manometer | 316L EP |  | 316L- seamless- EP- Ra ≤ 0.25- um - AOD/VAR | 3/8" |  | 0 | unit | 286.98 | 0 | 0 | 0 | 0 |  | ERV-100S-3-P10-3P-MV6-MV6 (NON VAR) | REG;MAN
24 | GASES | BULK GASES | Tube | 316L EP |  | 316L- seamless- EP- Ra ≤ 0.25- um - AOD/VAR | 1/2" |  | 0 | m | 26.34 | 0 | 0 | 0 | 0 |  | Il tubo fornito misura 6 m | TUBE-ULT
25 | GASES | BULK GASES | Elbows | 316L EP |  | 316L- seamless- EP- Ra ≤ 0.25- um - AOD/VAR | 1/2" |  | 0 | unit | 42.08 | 0 | 0 | 0 | 0 |  | Elbow 90° - per 45° chiedere offerta | ELB-ULT
26 | GASES | BULK GASES | tee | 316L EP |  | 316L- seamless- EP- Ra ≤ 0.25- um - AOD/VAR | 1/2" |  | 0 | unit | 68.43 | 0 | 0 | 0 | 0 |  | Straight tees - Per reduced tees chiedere offerta | TEE-ULT
27 | GASES | BULK GASES | Fittings | 316L EP |  | 316L- seamless- EP- Ra ≤ 0.25- um - AOD/VAR | 1/2" |  | 0 | unit | 0 | 0 | 0 | 0 | 0 |  |  | FIT
28 | GASES | BULK GASES | Valve | 316L EP |  | 316L- seamless- EP- Ra ≤ 0.25- um - AOD/VAR | 1/2" |  | 0 | unit | 170 | 0 | 0 | 0 | 0 |  | EVZS8R-BV - MAX Pressure and cv: tbd | VAL
29 | GASES | BULK GASES | Regulator + Manometer | 316L EP |  | 316L- seamless- EP- Ra ≤ 0.25- um - AOD/VAR | 1/2" |  | 0 | unit | 530.91 | 0 | 0 | 0 | 0 |  | ERV-210S-3-P10-3P-MV8-P-MV8 VAR | REG;MAN
30 | GASES | BULK GASES | Tube | 316L EP |  | 316L- seamless- EP- Ra ≤ 0.25- um - AOD/VAR | 3/4" |  | 0 | m | 58.46 | 0 | 0 | 0 | 0 |  | Il tubo fornito misura 6 m | TUBE-ULT
31 | GASES | BULK GASES | Elbows | 316L EP |  | 316L- seamless- EP- Ra ≤ 0.25- um - AOD/VAR | 3/4" |  | 0 | unit | 45.21 | 0 | 0 | 0 | 0 |  | Elbow 90° - per 45° chiedere offerta | ELB-ULT
32 | GASES | BULK GASES | tee | 316L EP |  | 316L- seamless- EP- Ra ≤ 0.25- um - AOD/VAR | 3/4" |  | 0 | unit | 83.64 | 0 | 0 | 0 | 0 |  | Straight tees - Per reduced tees chiedere offerta | TEE-ULT
33 | GASES | BULK GASES | Fittings | 316L EP |  | 316L- seamless- EP- Ra ≤ 0.25- um - AOD/VAR | 3/4" |  | 0 | unit | 0 | 0 | 0 | 0 | 0 |  |  | FIT
34 | GASES | BULK GASES | Valve | 316L EP |  | 316L- seamless- EP- Ra ≤ 0.25- um - AOD/VAR | 3/4" |  | 0 | unit | 595.86 | 0 | 0 | 0 | 0 |  | UHD-32SV-M-MV12-MV12 - MAX Pressure and cv: tbd | VAL
35 | GASES | BULK GASES | Regulator + Manometer | 316L EP |  | 316L- seamless- EP- Ra ≤ 0.25- um - AOD/VAR | 3/4" |  | 0 | unit | 615.1 | 0 | 0 | 0 | 0 |  | ERV-210S-3-P10-3P-MV12-MV12 VAR | REG;MAN
36 | GASES | BULK GASES | Tube | 316L EP |  | 316L- seamless- EP- Ra ≤ 0.25- um - AOD/VAR | 1'' |  | 0 | m | 58.98 | 0 | 0 | 0 | 0 |  | Il tubo fornito misura 6 m | TUBE-ULT
37 | GASES | BULK GASES | Elbows | 316L EP |  | 316L- seamless- EP- Ra ≤ 0.25- um - AOD/VAR | 1'' |  | 0 | unit | 51.51 | 0 | 0 | 0 | 0 |  | Elbow 90° - per 45° chiedere offerta | ELB-ULT
38 | GASES | BULK GASES | tee | 316L EP |  | 316L- seamless- EP- Ra ≤ 0.25- um - AOD/VAR | 1'' |  | 0 | unit | 92.65 | 0 | 0 | 0 | 0 |  | Straight tees - Per reduced tees chiedere offerta | TEE-ULT
39 | GASES | BULK GASES | Fittings | 316L EP |  | 316L- seamless- EP- Ra ≤ 0.25- um - AOD/VAR | 1'' |  | 0 | unit | 0 | 0 | 0 | 0 | 0 |  |  | FIT
40 | GASES | BULK GASES | Valve | 316L EP |  | 316L- seamless- EP- Ra ≤ 0.25- um - AOD/VAR | 1'' |  | 0 | unit | 0 | 0 | 0 | 0 | 0 |  | TBD | VAL
41 | GASES | BULK GASES | Regulator + Manometer | 316L EP |  | 316L- seamless- EP- Ra ≤ 0.25- um - AOD/VAR | 1'' |  | 0 | unit | 1161.65 | 0 | 0 | 0 | 0 |  | ERV-910S-8-P10-2P-MV16-MV16R10 (NON VAR) | REG;MAN
42 | GASES | BULK GASES | Test and certification (Pressure,moisture,Particles) | [5 empty] | 0 | unit | 0 | 0 | 0 | 0 | 0
43 | GASES | BULK GASES | Other | [5 empty] | 0 |  | 0 | 0 | 0 | 0 | 0
44 | GASES | BULK GASES | Other | [5 empty] | 0 |  | 0 | 0 | 0 | 0 | 0
| GASES | CDA/O2S | CDA/O2-Scr
45 | GASES | CDA/O2S | Tube | 304L |  | 304L- seamless Ra ≤ 0.8 | 1/4'' |  | 1 | m | 8.55 | 0 | 8.55 | 0 | 8.55 |  | Il tubo fornito misura 6 m | TUBE-TCC
46 | GASES | CDA/O2S | Elbows | 304L |  | 304L- seamless Ra ≤ 0.8 | 1/4'' |  | 1 | unit | 11.46 | 0 | 11.46 | 0 | 11.46 |  | Elbow 90° - per 45° chiedere offerta | ELB-TCC
47 | GASES | CDA/O2S | Tee | 304L |  | 304L- seamless Ra ≤ 0.8 | 1/4'' |  | 1 | unit | 31.23 | 0 | 31.23 | 0 | 31.23 |  | Straight tees - Per reduced tees chiedere offerta | TEE-TTC
48 | GASES | CDA/O2S | Fittings | 304L |  | 304L- seamless Ra ≤ 0.8 | 1/4'' |  | 0 | unit | 0 | 0 | 0 | 0 | 0 |  |  | FIT
49 | GASES | CDA/O2S | Valve | 304L |  | 304L- seamless Ra ≤ 0.8 | 1/4'' |  | 0 | unit | 60 | 0 | 0 | 0 | 0 |  | H-800S-SS-L-1/4 | VAL
50 | GASES | CDA/O2S | Regulator + Manometer | 304L |  | 304L- seamless Ra ≤ 0.8 | 1/4'' |  | 0 | unit | 0 | 0 | 0 | 0 | 0 |  |  | REG;MAN
51 | GASES | CDA/O2S | Tube | 304L |  | 304L- seamless Ra ≤ 0.8 | 3/8" |  | 0 | m | 11.53 | 0 | 0 | 0 | 0 |  | Il tubo fornito misura 6 m | TUBE-TCC
52 | GASES | CDA/O2S | Elbows | 304L |  | 304L- seamless Ra ≤ 0.8 | 3/8" |  | 0 | unit | 11.86 | 0 | 0 | 0 | 0 |  | Elbow 90° - per 45° chiedere offerta | ELB-TCC
53 | GASES | CDA/O2S | Tee | 304L |  | 304L- seamless Ra ≤ 0.8 | 3/8" |  | 0 | unit | 36.37 | 0 | 0 | 0 | 0 |  | Straight tees - Per reduced tees chiedere offerta | TEE-TTC
54 | GASES | CDA/O2S | Fittings | 304L |  | 304L- seamless Ra ≤ 0.8 | 3/8" |  | 0 | unit | 0 | 0 | 0 | 0 | 0 |  |  | FIT
55 | GASES | CDA/O2S | Valve | 304L |  | 304L- seamless Ra ≤ 0.8 | 3/8" |  | 0 | unit | 77 | 0 | 0 | 0 | 0 |  | H-800M-SS-L-3/8 | VAL
56 | GASES | CDA/O2S | Regulator + Manometer | 304L |  | 304L- seamless Ra ≤ 0.8 | 3/8" |  | 0 | unit | 0 | 0 | 0 | 0 | 0 |  |  | REG;MAN
57 | GASES | CDA/O2S | Tube | 304L |  | 316L- seamless Ra ≤ 0.8 | 1/2" |  | 0 | m | 15.62 | 0 | 0 | 0 | 0 |  | Il tubo fornito misura 6 m | TUBE-TCC
58 | GASES | CDA/O2S | Elbows | 304L |  | 304L- seamless Ra ≤ 0.8 | 1/2" |  | 0 | unit | 19.24 | 0 | 0 | 0 | 0 |  | Elbow 90° - per 45° chiedere offerta | ELB-TCC
59 | GASES | CDA/O2S | Tee | 304L |  | 304L- seamless Ra ≤ 0.8 | 1/2" |  | 0 | unit | 40.04 | 0 | 0 | 0 | 0 |  | Straight tees - Per reduced tees chiedere offerta | TEE-TTC
60 | GASES | CDA/O2S | Fittings | 304L |  | 304L- seamless Ra ≤ 0.8 | 1/2" |  | 0 | unit | 0 | 0 | 0 | 0 | 0 |  |  | FIT
61 | GASES | CDA/O2S | Valve | 304L |  | 304L- seamless Ra ≤ 0.8 | 1/2" |  | 0 | unit | 157 | 0 | 0 | 0 | 0 |  | H-800KL-SS-L-1/2 | VAL
62 | GASES | CDA/O2S | Regulator + Manometer | 304L |  | 304L- seamless Ra ≤ 0.8 | 1/2" |  | 0 | unit | 0 | 0 | 0 | 0 | 0 |  |  | REG;MAN
63 | GASES | CDA/O2S | Tube | 304L |  | 304L- seamless Ra ≤ 0.8 | 3/4" |  | 0 | m | 23.08 | 0 | 0 | 0 | 0 |  | Il tubo fornito misura 6 m | TUBE-TCC
64 | GASES | CDA/O2S | Elbows | 304L |  | 304L- seamless Ra ≤ 0.8 | 3/4" |  | 0 | unit | 24.08 | 0 | 0 | 0 | 0 |  | Elbow 90° - per 45° chiedere offerta | ELB-TCC
65 | GASES | CDA/O2S | Tee | 304L |  | 304L- seamless Ra ≤ 0.8 | 3/4" |  | 0 | unit | 50.95 | 0 | 0 | 0 | 0 |  | Straight tees - Per reduced tees chiedere offerta | TEE-TTC
66 | GASES | CDA/O2S | Fittings | 304L |  | 304L- seamless Ra ≤ 0.8 | 3/4" |  | 0 | unit | 0 | 0 | 0 | 0 | 0 |  |  | FIT
67 | GASES | CDA/O2S | Valve | 304L |  | 304L- seamless Ra ≤ 0.8 | 3/4" |  | 0 | unit | 191 | 0 | 0 | 0 | 0 |  | H-800SSL3/4IPS | VAL
68 | GASES | CDA/O2S | Regulator + Manometer | 304L |  | 304L- seamless Ra ≤ 0.8 | 3/4" |  | 0 | unit | 0 | 0 | 0 | 0 | 0 |  |  | REG;MAN
69 | GASES | CDA/O2S | Tube | 304L |  | 304L- seamless Ra ≤ 0.8 | 1'' |  | 0 | m | 30.16 | 0 | 0 | 0 | 0 |  | Il tubo fornito misura 6 m | TUBE-TCC
70 | GASES | CDA/O2S | Elbows | 304L |  | 304L- seamless Ra ≤ 0.8 | 1'' |  | 0 | unit | 26.95 | 0 | 0 | 0 | 0 |  | Elbow 90° - per 45° chiedere offerta | ELB-TCC
71 | GASES | CDA/O2S | Tee | 304L |  | 304L- seamless Ra ≤ 0.8 | 1'' |  | 0 | unit | 56.98 | 0 | 0 | 0 | 0 |  | Straight tees - Per reduced tees chiedere offerta | TEE-TTC
72 | GASES | CDA/O2S | Fittings | 304L |  | 304L- seamless Ra ≤ 0.8 | 1'' |  | 0 | unit | 0 | 0 | 0 | 0 | 0 |  |  | FIT
73 | GASES | CDA/O2S | Valve | 304L |  | 304L- seamless Ra ≤ 0.8 | 1'' |  | 0 | unit | 279 | 0 | 0 | 0 | 0 |  | H-500-SS-L-1 | VAL
74 | GASES | CDA/O2S | Regulator + Manometer | 304L |  | 304L- seamless Ra ≤ 0.8 | 1'' |  | 0 | unit | 0 | 0 | 0 | 0 | 0 |  |  | REG;MAN
75 | GASES | CDA/O2S | Digital Flowmeter | 304L |  |  | various |  | 0 | unit | 1161.65 | 0 | 0 | 0 | 0 |  | ERV-910S-8-P10-2P-MV16-MV16R10 (NON VAR)
76 | GASES | CDA/O2S | Flexible tube | PFA |  |  |  |  | 1 | m | 0 | 0 | 0 | 0 | 0 |  |  | PFA-TUBE
77 | GASES | CDA/O2S | Test and certification (Pressure,moisture,Particles,leak for gas lines) | [5 empty] | 0 | unit | 0 | 0 | 0 | 0 | 0
78 | GASES | CDA/O2S | Other | [5 empty] | 0 |  | 0 | 0 | 0 | 0 | 0
79 | GASES | CDA/O2S | Other | [5 empty] | 0 |  | 0 | 0 | 0 | 0 | 0
| GASES | SN2 | SN2
80 | GASES | SN2 | Tube | 316L |  | 316L- seamless Ra ≤ 0.8 | 1/4'' to 3/8" |  | 0 | m | 11.53 | 0 | 0 | 0 | 0 |  | Il tubo fornito misura 6 m | TUBE-TCC
81 | GASES | SN2 | Elbows | 316L |  | 316L- seamless Ra ≤ 0.8 | 1/4'' to 3/8" |  | 0 | unit | 11.86 | 0 | 0 | 0 | 0 |  | Elbow 90° - per 45° chiedere offerta | ELB-TCC
82 | GASES | SN2 | Tee | 316L |  | 316L- seamless Ra ≤ 0.8 | 1/4'' to 3/8" |  | 0 | unit | 36.37 | 0 | 0 | 0 | 0 |  | Straight tees - Per reduced tees chiedere offerta | TEE-TTC
83 | GASES | SN2 | Fittings | 316L |  | 316L- seamless Ra ≤ 0.8 | 1/4'' to 3/8" |  | 0 | unit | 0 | 0 | 0 | 0 | 0 |  |  | FIT
84 | GASES | SN2 | Valve | 316L |  | 316L- seamless Ra ≤ 0.8 | 1/4'' to 3/8" |  | 0 | unit | 77 | 0 | 0 | 0 | 0 |  | H-800S-SS-L-1/4-H-800M-SS-L-3/8 | VAL
85 | GASES | SN2 | Regulator + Manometer | 316L |  | 316L- seamless Ra ≤ 0.8 | 1/4'' to 3/8" |  | 0 | unit |  | 0 | 0 | 0 | 0 |  | H-800M-SS-L-3/8 | REG;MAN
86 | GASES | SN2 | Tube | 316L |  | 316L- seamless Ra ≤ 0.8 | 1/2" |  | 0 | m | 15.62 | 0 | 0 | 0 | 0 |  | Il tubo fornito misura 6 m | TUBE-TCC
87 | GASES | SN2 | Elbows | 316L |  | 316L- seamless Ra ≤ 0.8 | 1/2" |  | 0 | unit | 19.24 | 0 | 0 | 0 | 0 |  | Elbow 90° - per 45° chiedere offerta | ELB-TCC
88 | GASES | SN2 | Tee | 316L |  | 316L- seamless Ra ≤ 0.8 | 1/2" |  | 0 | unit | 40.04 | 0 | 0 | 0 | 0 |  | Straight tees - Per reduced tees chiedere offerta | TEE-TTC
89 | GASES | SN2 | Fittings | 316L |  | 316L- seamless Ra ≤ 0.8 | 1/2" |  | 0 | unit | 0 | 0 | 0 | 0 | 0 |  |  | FIT
90 | GASES | SN2 | Valve | 316L |  | 316L- seamless Ra ≤ 0.8 | 1/2" |  | 0 | unit | 157 | 0 | 0 | 0 | 0 |  | H-800KL-SS-L-1/2 | VAL
91 | GASES | SN2 | Regulator + Manometer | 316L |  | 316L- seamless Ra ≤ 0.8 | 1/2" |  | 0 | unit | 0 | 0 | 0 | 0 | 0 |  |  | REG;MAN
92 | GASES | SN2 | Tube | 316L |  | 316L- seamless Ra ≤ 0.8 | 3/4" |  | 0 | m | 23.08 | 0 | 0 | 0 | 0 |  | Il tubo fornito misura 6 m | TUBE-TCC
93 | GASES | SN2 | Elbows | 316L |  | 316L- seamless Ra ≤ 0.8 | 3/4" |  | 0 | unit | 24.08 | 0 | 0 | 0 | 0 |  | Elbow 90° - per 45° chiedere offerta | ELB-TCC
94 | GASES | SN2 | Tee | 316L |  | 316L- seamless Ra ≤ 0.8 | 3/4" |  | 0 | unit | 50.95 | 0 | 0 | 0 | 0 |  | Straight tees - Per reduced tees chiedere offerta | TEE-TTC
95 | GASES | SN2 | Fittings | 316L |  | 316L- seamless Ra ≤ 0.8 | 3/4" |  | 0 | unit | 0 | 0 | 0 | 0 | 0 |  |  | FIT
96 | GASES | SN2 | Valve | 316L |  | 316L- seamless Ra ≤ 0.8 | 3/4" |  | 0 | unit | 191 | 0 | 0 | 0 | 0 |  | H-800SSL3/4IPS | VAL
97 | GASES | SN2 | Regulator + Manometer | 316L |  | 316L- seamless Ra ≤ 0.8 | 3/4" |  | 0 | unit |  | 0 | 0 | 0 | 0 |  |  | REG;MAN
98 | GASES | SN2 | Tube | 316L |  | 316L- seamless Ra ≤ 0.8 | 1'' |  | 0 | m | 30.16 | 0 | 0 | 0 | 0 |  | Il tubo fornito misura 6 m | TUBE-TCC
99 | GASES | SN2 | Elbows | 316L |  | 316L- seamless Ra ≤ 0.8 | 1'' |  | 0 | unit | 26.95 | 0 | 0 | 0 | 0 |  | Elbow 90° - per 45° chiedere offerta | ELB-TCC
100 | GASES | SN2 | Tee | 316L |  | 316L- seamless Ra ≤ 0.8 | 1'' |  | 0 | unit | 56.89 | 0 | 0 | 0 | 0 |  | Straight tees - Per reduced tees chiedere offerta | TEE-TTC
101 | GASES | SN2 | Fittings | 316L |  | 316L- seamless Ra ≤ 0.8 | 1'' |  | 0 | unit | 0 | 0 | 0 | 0 | 0 |  |  | FIT
102 | GASES | SN2 | Valve | 316L |  | 316L- seamless Ra ≤ 0.8 | 1'' |  | 0 | unit | 279 | 0 | 0 | 0 | 0 |  | H-500-SS-L-1 | VAL
103 | GASES | SN2 | Regulator + Manometer | 316L |  | 316L- seamless Ra ≤ 0.8 | 1'' |  | 0 | unit | 0 | 0 | 0 | 0 | 0 |  |  | REG;MAN
104 | GASES | SN2 | Tube | PFA |  | 450HP | 1/4'' to 3/4'' |  | 0 | m | 0 | 0 | 0 | 0 | 0 |  |  | PFA-TUBE
105 | GASES | SN2 | Test and certification (Pressure,moisture,Particles,leak for gas lines) | [5 empty] | 0 | unit | 0 | 0 | 0 | 0 | 0
106 | GASES | SN2 | Other | [5 empty] | 0 |  | 0 | 0 | 0 | 0 | 0
107 | GASES | SN2 | Other | [5 empty] | 0 |  | 0 | 0 | 0 | 0 | 0
| GASES | Gas Single Envel. | Specialty Gas Single envelope (INERTS) ArXeNe,CO2,HeN2,KrNe,Xe,C4F8,ArHe,C2F6,CF4,CHF3,CO2,N2O,O2He,SF6,H2N2-3%,O2N2
108 | GASES | Gas Single Envel. | Tube | 316L EP |  | 316L- seamless- EP- Ra ≤ 0.25um - AOD/VAR | 1/4'' |  | 0 | m | 19.44 | 0 | 0 | 0 | 0 |  | Il tubo fornito misura 6 m | TUBE-ULT
109 | GASES | Gas Single Envel. | Elbows | 316L EP |  | 316L- seamless- EP- Ra ≤ 0.25um - AOD/VAR | 1/4'' |  | 0 | unit | 27.8 | 0 | 0 | 0 | 0 |  | Elbow 90° - per 45° chiedere offerta | ELB-ULT
110 | GASES | Gas Single Envel. | Tee | 316L EP |  | 316L- seamless- EP- Ra ≤ 0.25um - AOD/VAR | 1/4'' |  | 0 | unit | 59.78 | 0 | 0 | 0 | 0 |  | Straight tees - Per reduced tees chiedere offerta | TEE-ULT
111 | GASES | Gas Single Envel. | Fittings | 316L EP |  | 316L- seamless- EP- Ra ≤ 0.25um - AOD/VAR | 1/4'' |  | 0 | unit | 0 | 0 | 0 | 0 | 0 |  |  | FIT
112 | GASES | Gas Single Envel. | Valve | 316L EP |  | 316L- seamless- EP- Ra ≤ 0.25- um - AOD/VAR | 1/4'' |  | 0 | unit | 108 | 0 | 0 | 0 | 0 |  | EVZS4R-BV - MAX Pressure and cv: tbd | VAL
113 | GASES | Gas Single Envel. | Regulator + Manometer | 316L EP |  | 316L- seamless- EP- Ra ≤ 0.25um - AOD/VAR | 1/4'' |  | 0 | unit | 450 | 0 | 0 | 0 | 0 |  | ERV-50S-1.5-P7-3P-MV4-MV4 VAR | REG;MAN
114 | GASES | Gas Single Envel. | Gas Stick | 316L EP |  | 316L- seamless- EP- Ra ≤ 0.25um - AOD/VAR | 1/4'' |  | 0 | m | 0 | 0 | 0 | 0 | 0 |  |  | STK
115 | GASES | Gas Single Envel. | Tube | 316L EP |  | 316L- seamless- EP- Ra ≤ 0.25um - AOD/VAR | 3/8" |  | 0 | unit | 23.57 | 0 | 0 | 0 | 0 |  | Il tubo fornito misura 6 m | TUBE-ULT
116 | GASES | Gas Single Envel. | Elbows | 316L EP |  | 316L- seamless- EP- Ra ≤ 0.25um - AOD/VAR | 3/8" |  | 0 | unit | 28.18 | 0 | 0 | 0 | 0 |  | Elbow 90° - per 45° chiedere offerta | ELB-ULT
117 | GASES | Gas Single Envel. | Tee | 316L EP |  | 316L- seamless- EP- Ra ≤ 0.25um - AOD/VAR | 3/8" |  | 0 | unit | 64.88 | 0 | 0 | 0 | 0 |  | Straight tees - Per reduced tees chiedere offerta | TEE-ULT
118 | GASES | Gas Single Envel. | Fittings | 316L EP |  | 316L- seamless- EP- Ra ≤ 0.25um - AOD/VAR | 3/8" |  | 0 | unit | 0 | 0 | 0 | 0 | 0 |  |  | FIT
119 | GASES | Gas Single Envel. | Valve | 316L EP |  | 316L- seamless- EP- Ra ≤ 0.25- um - AOD/VAR | 3/8" |  | 0 | unit | 215.49 | 0 | 0 | 0 | 0 |  | UHD-32SV-M-MV6-MV6 - MAX Pressure and cv: tbd | VAL
120 | GASES | Gas Single Envel. | Regulator + Manometer | 316L EP |  | 316L- seamless- EP- Ra ≤ 0.25um - AOD/VAR | 3/8" |  | 0 | m | 286.98 | 0 | 0 | 0 | 0 |  | ERV-100S-3-P10-3P-MV6-MV6 (NON VAR) | REG;MAN
121 | GASES | Gas Single Envel. | Gas Stick | 316L EP |  | 316L- seamless- EP- Ra ≤ 0.25um - AOD/VAR | 3/8" |  | 0 | unit | 0 | 0 | 0 | 0 | 0 |  |  | STK
122 | GASES | Gas Single Envel. | Tube | 316L EP |  | 316L- seamless- EP- Ra ≤ 0.25um - AOD/VAR | 1/2" |  | 0 | unit | 26.34 | 0 | 0 | 0 | 0 |  | Il tubo fornito misura 6 m | TUBE-ULT
123 | GASES | Gas Single Envel. | Elbows | 316L EP |  | 316L- seamless- EP- Ra ≤ 0.25um - AOD/VAR | 1/2" |  | 0 | unit | 42.08 | 0 | 0 | 0 | 0 |  | Elbow 90° - per 45° chiedere offerta | ELB-ULT
124 | GASES | Gas Single Envel. | Tee | 316L EP |  | 316L- seamless- EP- Ra ≤ 0.25um - AOD/VAR | 1/2" |  | 0 | unit | 68.43 | 0 | 0 | 0 | 0 |  | Straight tees - Per reduced tees chiedere offerta | TEE-ULT
125 | GASES | Gas Single Envel. | Fittings | 316L EP |  | 316L- seamless- EP- Ra ≤ 0.25um - AOD/VAR | 1/2" |  | 0 | unit | 0 | 0 | 0 | 0 | 0 |  |  | FIT
126 | GASES | Gas Single Envel. | Valve | 316L EP |  | 316L- seamless- EP- Ra ≤ 0.25- um - AOD/VAR | 1/2" |  | 0 | unit | 170 | 0 | 0 | 0 | 0 |  | EVZS8R-BV - MAX Pressure and cv: tbd | VAL
127 | GASES | Gas Single Envel. | Regulator + Manometer | 316L EP |  | 316L- seamless- EP- Ra ≤ 0.25um - AOD/VAR | 1/2" |  | 0 | unit | 530.91 | 0 | 0 | 0 | 0 |  | ERV-210S-3-P10-3P-MV8-P-MV8 VAR | REG;MAN
128 | GASES | Gas Single Envel. | Gas Stick | 316L EP |  | 316L- seamless- EP- Ra ≤ 0.25um - AOD/VAR | 1/2" |  | 0 | unit | 0 | 0 | 0 | 0 | 0 |  |  | STK
129 | GASES | Gas Single Envel. | Tube | 316L EP |  | 316L- seamless- EP- Ra ≤ 0.25um - AOD/VAR | 3/4'' |  | 0 | unit | 58.46 | 0 | 0 | 0 | 0 |  | Il tubo fornito misura 6 m | TUBE-ULT
130 | GASES | Gas Single Envel. | Elbows | 316L EP |  | 316L- seamless- EP- Ra ≤ 0.25um - AOD/VAR | 3/4'' |  | 0 | unit | 45.21 | 0 | 0 | 0 | 0 |  | Elbow 90° - per 45° chiedere offerta | ELB-ULT
131 | GASES | Gas Single Envel. | Tee | 316L EP |  | 316L- seamless- EP- Ra ≤ 0.25um - AOD/VAR | 3/4'' |  | 0 | unit | 83.64 | 0 | 0 | 0 | 0 |  | Straight tees - Per reduced tees chiedere offerta | TEE-ULT
132 | GASES | Gas Single Envel. | Fittings | 316L EP |  | 316L- seamless- EP- Ra ≤ 0.25um - AOD/VAR | 3/4'' |  | 0 | m | 0 | 0 | 0 | 0 | 0 |  |  | FIT
133 | GASES | Gas Single Envel. | Valve | 316L EP |  | 316L- seamless- EP- Ra ≤ 0.25- um - AOD/VAR | 3/4" |  | 0 | unit | 595.86 | 0 | 0 | 0 | 0 |  | UHD-32SV-M-MV12-MV12 - MAX Pressure and cv: tbd | VAL
134 | GASES | Gas Single Envel. | Regulator + Manometer | 316L EP |  | 316L- seamless- EP- Ra ≤ 0.25um - AOD/VAR | 3/4'' |  | 0 | unit | 615.1 | 0 | 0 | 0 | 0 |  | ERV-210S-3-P10-3P-MV12-MV12 VAR | REG;MAN
135 | GASES | Gas Single Envel. | Gas Stick | 316L EP |  | 316L- seamless- EP- Ra ≤ 0.25um - AOD/VAR | 3/4'' |  | 0 | unit | 0 | 0 | 0 | 0 | 0 |  |  | STK
136 | GASES | Gas Single Envel. | Bulkhead |  |  |  | various |  | 0 | unit | 0 | 0 | 0 | 0 | 0
137 | GASES | Gas Single Envel. | Test and certification (Pressure,moisture,Particles,leak for gas lines) | [5 empty] | 0 | unit | 0 | 0 | 0 | 0 | 0
138 | GASES | Gas Single Envel. | Other | [5 empty] | 0 |  | 0 | 0 | 0 | 0 | 0
139 | GASES | Gas Single Envel. | Other | [5 empty] | 0 |  | 0 | 0 | 0 | 0 | 0
| GASES | Gas Double Envel. | Specilaty Gas Double envelope (Toxic,Flamm,Corrosive) 4%B2H6/H2,CH4/Ar10%,CH3F,CO,PH3,SiH4,C4F6,CH2F2,DCS,TMS,He/N2,NF3,CH4,NO,O3,H2,SiH2Cl2,NH3,N2H2,He/H2-5%,,TEOS,TCS,C2H2,DCE-TRANSLC,TEB,TDMAT,F2KrNe,Cl2,HBr,HCl,BF3,SiF4,TEPO,HCD,SO2,BCl3,HF,N2O,5%B2H6/N2,F2ArNe,BCl3,WF6,SiCl4
140 | GASES | Gas Double Envel. | Tube | 316L EP |  | 316L- seamless- EP- Ra ≤ 0.25um - AOD/VAR | 1/4'' X 1/2'' |  | 1 | m | 38.8 | 0 | 38.8 | 0 | 38.8 |  | Il tubo fornito misura 6 m | COAX-TUBE
141 | GASES | Gas Double Envel. | Fittings | 316L EP |  | 316L- seamless- EP- Ra ≤ 0.25um - AOD/VAR | 1/4'' X 1/2'' |  | 1 | m | 0 | 0 | 0 | 0 | 0 |  |  | COAX-SLV;COAX-TERM
142 | GASES | Gas Double Envel. | Tee purge + purge valve | 316L EP |  | 316L- seamless- EP- Ra ≤ 0.25um - AOD/VAR | 1/4'' X 1/2'' |  | 1 | m | 103.58 | 0 | 103.58 | 0 | 103.58 |  | Solo tee purge | COAX-TEE
143 | GASES | Gas Double Envel. | Elbows | 316L EP |  | 316L- seamless- EP- Ra ≤ 0.25um - AOD/VAR | 1/4'' X 1/2'' |  | 1 | m | 55.29 | 0 | 55.29 | 0 | 55.29 |  | Elbow 90° - per 45° chiedere offerta | COAX-ELB
144 | GASES | Gas Double Envel. | Valve | 316L EP |  | 316L- seamless- EP- Ra ≤ 0.25- um - AOD/VAR | 1/4'' X 1/2'' |  | 0 | unit | 108 | 0 | 0 | 0 | 0 |  | EVZS4R-BV - MAX Pressure and cv: tbd | VAL
145 | GASES | Gas Double Envel. | Regulator + Manometer | 316L EP |  | 316L- seamless- EP- Ra ≤ 0.25um - AOD/VAR | 1/4'' X 1/2'' |  | 0 | m | 450 | 0 | 0 | 0 | 0 |  | ERV-50S-1.5-P7-3P-MV4-MV4 VAR | REG;MAN
146 | GASES | Gas Double Envel. | Gas Stick | 316L EP |  | 316L- seamless- EP- Ra ≤ 0.25um - AOD/VAR | 1/4'' X 1/2'' |  | 0 | m | 0 | 0 | 0 | 0 | 0 |  |  | STK
147 | GASES | Gas Double Envel. | Tube | 316L EP |  | 316L- seamless- EP- Ra ≤ 0.25um - AOD/VAR | 3/8'' X 5/8''…. |  | 0 | m | 46.39 | 0 | 0 | 0 | 0 |  | Il tubo fornito misura 6 m | COAX-TUBE
148 | GASES | Gas Double Envel. | Fittings | 316L EP |  | 316L- seamless- EP- Ra ≤ 0.25um - AOD/VAR | 3/8'' X 5/8''…. |  | 0 | m | 0 | 0 | 0 | 0 | 0 |  |  | COAX-SLV;COAX-TERM
149 | GASES | Gas Double Envel. | Elbows | 316L EP |  | 316L- seamless- EP- Ra ≤ 0.25um - AOD/VAR | 3/8'' X 5/8''…. |  | 0 | m | 69.85 | 0 | 0 | 0 | 0 |  | Elbow 90° - per 45° chiedere offerta | COAX-ELB
150 | GASES | Gas Double Envel. | Valve | 316L EP |  | 316L- seamless- EP- Ra ≤ 0.25- um - AOD/VAR | 3/8" X 5/8" …. |  | 0 | unit | 215.49 | 0 | 0 | 0 | 0 |  | UHD-32SV-M-MV6-MV6 - MAX Pressure and cv: tbd | VAL
151 | GASES | Gas Double Envel. | Regulator + Manometer | 316L EP |  | 316L- seamless- EP- Ra ≤ 0.25um - AOD/VAR | 3/8'' X 5/8''…. |  | 0 | m | 286.98 | 0 | 0 | 0 | 0 |  | ERV-100S-3-P10-3P-MV6-MV6 (NON VAR) | REG;MAN
152 | GASES | Gas Double Envel. | Gas Stick | 316L EP |  | 316L- seamless- EP- Ra ≤ 0.25um - AOD/VAR | 3/8'' X 5/8''…. |  | 0 | m | 0 | 0 | 0 | 0 | 0 |  |  | STK
153 | GASES | Gas Double Envel. | Tube | 316L EP |  | 316L- seamless- EP- Ra ≤ 0.25um - AOD/VAR | 1/2'' X 3/4'' |  | 0 | m | 62.45 | 0 | 0 | 0 | 0 |  | Il tubo fornito misura 6 m | COAX-TUBE
154 | GASES | Gas Double Envel. | Fittings | 316L EP |  | 316L- seamless- EP- Ra ≤ 0.25um - AOD/VAR | 1/2'' X 3/4'' |  | 0 | m | 0 | 0 | 0 | 0 | 0 |  |  | COAX-SLV;COAX-TERM
155 | GASES | Gas Double Envel. | Tee purge + purge valve | 316L EP |  | 316L- seamless- EP- Ra ≤ 0.25um - AOD/VAR | 1/2'' X 3/4'' |  | 0 | m | 125.93 | 0 | 0 | 0 | 0 |  | Solo tee purge | COAX-TEE
156 | GASES | Gas Double Envel. | Elbows | 316L EP |  | 316L- seamless- EP- Ra ≤ 0.25um - AOD/VAR | 1/2'' X 3/4'' |  | 0 | m | 83.84 | 0 | 0 | 0 | 0 |  | Elbow 90° - per 45° chiedere offerta | COAX-ELB
157 | GASES | Gas Double Envel. | Valve | 316L EP |  | 316L- seamless- EP- Ra ≤ 0.25- um - AOD/VAR | 1/2" X 3/4" …. |  | 0 | unit | 170 | 0 | 0 | 0 | 0 |  | EVZS8R-BV - MAX Pressure and cv: tbd | VAL
158 | GASES | Gas Double Envel. | Regulator + Manometer | 316L EP |  | 316L- seamless- EP- Ra ≤ 0.25um - AOD/VAR | 1/2'' X 3/4'' |  | 0 | m | 530.91 | 0 | 0 | 0 | 0 |  | ERV-210S-3-P10-3P-MV8-P-MV8 VAR | REG;MAN
159 | GASES | Gas Double Envel. | Gas Stick | 316L EP |  | 316L- seamless- EP- Ra ≤ 0.25um - AOD/VAR | 1/2'' X 3/4'' |  | 0 | m | 0 | 0 | 0 | 0 | 0 |  |  | STK
160 | GASES | Gas Double Envel. | Tube | 316L EP |  | 316L- seamless- EP- Ra ≤ 0.25um - AOD/VAR | 3/4'' X 1''…. |  | 0 | m | 93.7 | 0 | 0 | 0 | 0 |  | Il tubo fornito misura 6 m | COAX-TUBE
161 | GASES | Gas Double Envel. | Fittings | 316L EP |  | 316L- seamless- EP- Ra ≤ 0.25um - AOD/VAR | 3/4'' X 1''…. |  | 0 | m | 0 | 0 | 0 | 0 | 0 |  |  | COAX-SLV;COAX-TERM
162 | GASES | Gas Double Envel. | Tee purge + purge valve + manometer | 316L EP |  | 316L- seamless- EP- Ra ≤ 0.25um - AOD/VAR | 3/4'' X 1''…. |  | 0 | m | 129.01 | 0 | 0 | 0 | 0 |  | Solo tee purge | COAX-TEE
163 | GASES | Gas Double Envel. | Elbows | 316L EP |  | 316L- seamless- EP- Ra ≤ 0.25um - AOD/VAR | 3/4'' X 1''…. |  | 0 | m | 82.36 | 0 | 0 | 0 | 0 |  | Elbow 90° - per 45° chiedere offerta | COAX-ELB
164 | GASES | Gas Double Envel. | Valve | 316L EP |  | 316L- seamless- EP- Ra ≤ 0.25- um - AOD/VAR | 3/4" X 1" …. |  | 0 | unit | 595.86 | 0 | 0 | 0 | 0 |  | UHD-32SV-M-MV12-MV12 - MAX Pressure and cv: tbd | VAL
165 | GASES | Gas Double Envel. | Regulator + Manometer | 316L EP |  | 316L- seamless- EP- Ra ≤ 0.25um - AOD/VAR | 3/4'' X 1''…. |  | 0 | m | 615.1 | 0 | 0 | 0 | 0 |  | ERV-210S-3-P10-3P-MV12-MV12 VAR | REG;MAN
166 | GASES | Gas Double Envel. | Gas Stick | 316L EP |  | 316L- seamless- EP- Ra ≤ 0.25um - AOD/VAR | 3/4'' X 1''…. |  | 0 | m | 0 | 0 | 0 | 0 | 0 |  |  | STK
167 | GASES | Gas Double Envel. | Pressure indicator for coaxial leakage control | 316L EP |  | 316L- seamless- EP- Ra ≤ 0.25um - | various |  | 0 | unit | 0 | 0 | 0 | 0 | 0
168 | GASES | Gas Double Envel. | Bulkhead | 316L EP |  | 316L- seamless- EP- Ra ≤ 0.25um - | various |  | 0 | unit | 0 | 0 | 0 | 0 | 0
169 | GASES | Gas Double Envel. | Gas stick hazardous gases with multivalve purge | 316L EP |  | 316L- seamless- EP- Ra ≤ 0.25um - | various |  | 0 | unit | 0 | 0 | 0 | 0 | 0
170 | GASES | Gas Double Envel. | Test and certification (Pressure,moisture,Particles,leak for gas lines) | [5 empty] | 0 | unit | 0 | 0 | 0 | 0 | 0
171 | GASES | Gas Double Envel. | Other | [5 empty] | 0 |  | 0 | 0 | 0 | 0 | 0
172 | GASES | Gas Double Envel. | Other | [5 empty] | 0 |  | 0 | 0 | 0 | 0 | 0
| WATER | PCW | LIQUID FLUIDS
| WATER | PCW | PCW
173 | WATER | PCW | Tube (tees,curves, reductions,….….) | 304L |  | 304L - rolled welded | 1/2"- DN15 |  | 0 | m | 0 | 0 | 0 | 0 | 0 |  |  | TUBE-304L
174 | WATER | PCW | Isolation Valve | 304L |  | 304L spherical | 1/2"- DN15 |  | 0 | unit | 0 | 0 | 0 | 0 | 0
175 | WATER | PCW | Elbows | 304L |  | 304L | 1/2"- DN15 |  | 0 | unit | 0 | 0 | 0 | 0 | 0
176 | WATER | PCW | Balancing Valve | 304L |  | 304L | 1/2"- DN15 |  | 0 | unit | 0 | 0 | 0 | 0 | 0
177 | WATER | PCW | Regulator | 304L |  | 304L | 1/2"- DN15 |  | 0 | unit | 0 | 0 | 0 | 0 | 0
178 | WATER | PCW | Digital flowmeter | 304L |  | 304L | 1/2"- DN15 |  | 0 | unit | 0 | 0 | 0 | 0 | 0
179 | WATER | PCW | Analog flowmeter | 304L |  | 304L | 1/2"- DN15 |  | 0 | unit | 0 | 0 | 0 | 0 | 0
180 | WATER | PCW | Tube (tees,curves, reductions,….….) | 304L |  | 304L - rolled welded | 3/4'' -DN20 |  | 0 | m | 0 | 0 | 0 | 0 | 0
181 | WATER | PCW | Isolation Valve | 304L |  | 304L spherical | 3/4'' -DN20 |  | 0 | unit | 0 | 0 | 0 | 0 | 0
182 | WATER | PCW | Elbows | 304L |  | 304L | 3/4'' -DN20 |  | 0 | unit | 0 | 0 | 0 | 0 | 0
183 | WATER | PCW | Balancing Valve | 304L |  | 304L | 3/4'' -DN20 |  | 0 | unit | 0 | 0 | 0 | 0 | 0
184 | WATER | PCW | Regulator | 304L |  | 304L | 3/4'' -DN20 |  | 0 | unit | 0 | 0 | 0 | 0 | 0
185 | WATER | PCW | Digital flowmeter | 304L |  | 304L | 3/4'' -DN20 |  | 0 | unit | 0 | 0 | 0 | 0 | 0
186 | WATER | PCW | Analog flowmeter | 304L |  | 304L | 3/4'' -DN20 |  | 0 | unit | 0 | 0 | 0 | 0 | 0
187 | WATER | PCW | Tube (tees,curves, reductions,….….) | 304L |  | 304L - rolled welded | 1'' - DN 25 |  | 0 | m | 0 | 0 | 0 | 0 | 0
188 | WATER | PCW | Isolation Valve | 304L |  | 304L spherical | 1'' - DN 25 |  | 0 | unit | 0 | 0 | 0 | 0 | 0
189 | WATER | PCW | Elbows | 304L |  | 304L | 1'' - DN 25 |  | 0 | unit | 0 | 0 | 0 | 0 | 0
190 | WATER | PCW | Balancing Valve | 304L |  | 304L | 1'' - DN 25 |  | 0 | unit | 0 | 0 | 0 | 0 | 0
191 | WATER | PCW | Regulator | 304L |  | 304L | 1'' - DN 25 |  | 0 | unit | 0 | 0 | 0 | 0 | 0
192 | WATER | PCW | Digital flowmeter | 304L |  | 304L | 1'' - DN 25 |  | 0 | unit | 0 | 0 | 0 | 0 | 0
193 | WATER | PCW | Analog flowmeter | 304L |  | 304L | 1'' - DN 25 |  | 0 | unit | 0 | 0 | 0 | 0 | 0
194 | WATER | PCW | Tube (tees,curves, reductions,….….) | 304L |  | 304L - rolled welded | 1"1/4 - DN32 |  | 0 | m | 0 | 0 | 0 | 0 | 0
195 | WATER | PCW | Isolation Valve | 304L |  | 304L spherical | 1"1/4 - DN32 |  | 0 | unit | 0 | 0 | 0 | 0 | 0
196 | WATER | PCW | Elbows | 304L |  | 304L | 1"1/4 - DN32 |  | 0 | unit | 0 | 0 | 0 | 0 | 0
197 | WATER | PCW | Balancing Valve | 304L |  | 304L | 1"1/4 - DN32 |  | 0 | unit | 0 | 0 | 0 | 0 | 0
198 | WATER | PCW | Regulator | 304L |  | 304L | 1"1/4 - DN32 |  | 0 | unit | 0 | 0 | 0 | 0 | 0
199 | WATER | PCW | Digital flowmeter | 304L |  | 304L | 1"1/4 - DN32 |  | 0 | unit | 0 | 0 | 0 | 0 | 0
200 | WATER | PCW | Analog flowmeter | 304L |  | 304L | 1"1/4 - DN32 |  | 0 | unit | 0 | 0 | 0 | 0 | 0
201 | WATER | PCW | Tube (tees,curves, reductions,….….) | 304L |  | 304L - rolled welded | 1"1/2'- DN40 |  | 0 | m | 0 | 0 | 0 | 0 | 0
202 | WATER | PCW | Isolation Valve | 304L |  | 304L spherical | 1"1/2'- DN40 |  | 0 | unit | 0 | 0 | 0 | 0 | 0
203 | WATER | PCW | Elbows | 304L |  | 304L | 1"1/2'- DN40 |  | 0 | unit | 0 | 0 | 0 | 0 | 0
204 | WATER | PCW | Balancing Valve | 304L |  | 304L | 1"1/2'- DN40 |  | 0 | unit | 0 | 0 | 0 | 0 | 0
205 | WATER | PCW | Regulator | 304L |  | 304L | 1"1/2'- DN40 |  | 0 | unit | 0 | 0 | 0 | 0 | 0
206 | WATER | PCW | Digital flowmeter | 304L |  | 304L | 1"1/2'- DN40 |  | 0 | unit | 0 | 0 | 0 | 0 | 0
207 | WATER | PCW | Analog flowmeter | 304L |  | 304L | 1"1/2'- DN40 |  | 0 | unit | 0 | 0 | 0 | 0 | 0
208 | WATER | PCW | Tube (tees,curves, reductions,….….) | 304L |  | 304L - rolled welded | 2" DN50 |  | 0 | m | 0 | 0 | 0 | 0 | 0
209 | WATER | PCW | Isolation Valve | 304L |  | 304L spherical | 2" DN50 |  | 0 | unit | 0 | 0 | 0 | 0 | 0
210 | WATER | PCW | Elbows | 304L |  | 304L | 2" DN50 |  | 0 | unit | 0 | 0 | 0 | 0 | 0
211 | WATER | PCW | Balancing Valve | 304L |  | 304L | 2" DN50 |  | 0 | unit | 0 | 0 | 0 | 0 | 0
212 | WATER | PCW | Regulator | 304L |  | 304L | 2" DN50 |  | 0 | unit | 0 | 0 | 0 | 0 | 0
213 | WATER | PCW | Digital flowmeter | 304L |  | 304L | 2" DN50 |  | 0 | unit | 0 | 0 | 0 | 0 | 0
214 | WATER | PCW | Analog flowmeter | 304L |  | 304L | 2" DN50 |  | 0 | unit | 0 | 0 | 0 | 0 | 0
215 | WATER | PCW | Tube (tees,curves, reductions,….….) | 304L |  | 304L - rolled welded | 2"1/2 '- DN63 |  | 0 | unit | 0 | 0 | 0 | 0 | 0
216 | WATER | PCW | Isolation Valve | 304L |  | 304L spherical | 2"1/2 '- DN63 |  | 0 | unit | 0 | 0 | 0 | 0 | 0
217 | WATER | PCW | Elbows | 304L |  | 304L | 2"1/2 '- DN63 |  | 0 | unit | 0 | 0 | 0 | 0 | 0
218 | WATER | PCW | Balancing Valve | 304L |  | 304L | 2"1/2 '- DN63 |  | 0 | unit | 0 | 0 | 0 | 0 | 0
219 | WATER | PCW | Regulator | 304L |  | 304L | 2"1/2 '- DN63 |  | 0 | unit | 0 | 0 | 0 | 0 | 0
220 | WATER | PCW | Digital flowmeter | 304L |  | 304L | 2"1/2 '- DN63 |  | 0 | unit | 0 | 0 | 0 | 0 | 0
221 | WATER | PCW | Analog flowmeter | 304L |  | 304L | 2"1/2 '- DN63 |  | 0 | unit | 0 | 0 | 0 | 0 | 0
222 | WATER | PCW | Tube (tees,curves, reductions,….….) | 304L |  | 304L - rolled welded | 3"- DN80 |  | 0 | m | 0 | 0 | 0 | 0 | 0
223 | WATER | PCW | Isolation Valve | 304L |  | 304L spherical | 3"- DN80 |  | 0 | unit | 0 | 0 | 0 | 0 | 0
224 | WATER | PCW | Elbows | 304L |  | 304L | 3"- DN80 |  | 0 | unit | 0 | 0 | 0 | 0 | 0
225 | WATER | PCW | Balancing Valve | 304L |  | 304L | 3"- DN80 |  | 0 | unit | 0 | 0 | 0 | 0 | 0
226 | WATER | PCW | Regulator | 304L |  | 304L | 3"- DN80 |  | 0 | unit | 0 | 0 | 0 | 0 | 0
227 | WATER | PCW | Digital flowmeter | 304L |  | 304L | 3"- DN80 |  | 0 | unit | 0 | 0 | 0 | 0 | 0
228 | WATER | PCW | Analog flowmeter | 304L |  | 304L | 3"- DN80 |  | 0 | unit | 0 | 0 | 0 | 0 | 0
229 | WATER | PCW | Tube (tees,curves, reductions,….….) | 304L |  | 304L - rolled welded | 4" - DN100 |  | 0 | unit | 0 | 0 | 0 | 0 | 0
230 | WATER | PCW | Isolation Valve | 304L |  | 304L spherical | 4" - DN100 |  | 0 | unit | 0 | 0 | 0 | 0 | 0
231 | WATER | PCW | Elbows | 304L |  | 304L | 4" - DN100 |  | 0 | unit | 0 | 0 | 0 | 0 | 0
232 | WATER | PCW | Balancing Valve | 304L |  | 304L | 4" - DN100 |  | 0 | unit | 0 | 0 | 0 | 0 | 0
233 | WATER | PCW | Regulator | 304L |  | 304L | 4" - DN100 |  | 0 | unit | 0 | 0 | 0 | 0 | 0
234 | WATER | PCW | Digital flowmeter | 304L |  | 304L | 4" - DN100 |  | 0 | unit | 0 | 0 | 0 | 0 | 0
235 | WATER | PCW | Analog flowmeter | 304L |  | 304L | 4" - DN100 |  | 0 | unit | 0 | 0 | 0 | 0 | 0
236 | WATER | PCW | Push on rubber flexible hose | rubber |  | PN16 | 1/2" |  | 0 | m | 0 | 0 | 0 | 0 | 0
237 | WATER | PCW | Push on rubber flexible hose | rubber |  | PN16 | 3/4" |  | 0 | m | 0 | 0 | 0 | 0 | 0
238 | WATER | PCW | Push on rubber flexible hose | rubber |  | PN16 | 1'' |  | 0 | m | 0 | 0 | 0 | 0 | 0
239 | WATER | PCW | Push on SS braided flexible hose | rubber + SS ext. |  | PN16 | 1/2" |  | 0 | m | 0 | 0 | 0 | 0 | 0
240 | WATER | PCW | Push on SS braided flexible hose | rubber + SS ext. |  | PN16 | 3/4" |  | 0 | m | 0 | 0 | 0 | 0 | 0
241 | WATER | PCW | Push on SS braided flexible hose | rubber + SS ext. |  | PN16 | 1'' |  | 0 | m | 0 | 0 | 0 | 0 | 0
242 | WATER | PCW | Push on connector | 304L |  | PN16 | 1/2" |  | 0 | unit | 0 | 0 | 0 | 0 | 0
243 | WATER | PCW | Push on connector | 304L |  | PN16 | 3/4" |  | 0 | unit | 0 | 0 | 0 | 0 | 0
244 | WATER | PCW | Push on connector | 304L |  | PN16 | 1'' |  | 0 | unit | 0 | 0 | 0 | 0 | 0
245 | WATER | PCW | Test and certification (Pressure) | [5 empty] | 0 | unit | 0 | 0 | 0 | 0 | 0
246 | WATER | PCW | Other | [5 empty] | 0 |  | 0 | 0 | 0 | 0 | 0
247 | WATER | PCW | Other | [5 empty] | 0 |  | 0 | 0 | 0 | 0 | 0
| WATER | PSW | PSW
248 | WATER | PSW | Tube | PPH |  | PN10/PN16 | 1/2"to 1" |  | 1 | m | 0 | 0 | 0 | 0 | 0 |  |  | PP-TUBE
249 | WATER | PSW | Elbow | PPH |  | PN10/PN16 | 1/2"to 1" |  | 1 | unit | 0 | 0 | 0 | 0 | 0 |  |  | ELB-PP
250 | WATER | PSW | Valve | PPH |  | PN10/PN16 | 1/2"to 1" |  | 1 | unit | 0 | 0 | 0 | 0 | 0 |  |  | VAL-BAL-PP;VAL-RIT-PP
251 | WATER | PSW | Regulator | PPH |  | PN10/PN16 | 1/2"to 1" |  | 1 | unit | 0 | 0 | 0 | 0 | 0 |  |  | REG-PP
252 | WATER | PSW | Flowmeter | PPH |  | PN10/PN16 | 1/2"to 1" |  | 1 | unit | 0 | 0 | 0 | 0 | 0 |  |  | FLOW-PP
253 | WATER | PSW | Tube | INOX |  | PN10/PN16 | 1/2"to 1" |  | 0 | m | 0 | 0 | 0 | 0 | 0
254 | WATER | PSW | Elbow | INOX |  | PN10/PN16 | 1/2"to 1" |  | 0 | unit | 0 | 0 | 0 | 0 | 0
255 | WATER | PSW | Valve | INOX |  | PN10/PN16 | 1/2"to 1" |  | 0 | unit | 0 | 0 | 0 | 0 | 0
256 | WATER | PSW | Regulator | INOX |  | PN10/PN16 | 1/2"to 1" |  | 0 | unit | 0 | 0 | 0 | 0 | 0
257 | WATER | PSW | Flowmeter | INOX |  | PN10/PN16 | 1/2"to 1" |  | 0 | unit | 0 | 0 | 0 | 0 | 0
258 | WATER | PSW | Push on rubber flexible hose | rubber |  | PN10/PN16 | 1/2'' |  | 0 | m | 0 | 0 | 0 | 0 | 0
259 | WATER | PSW | Push on rubber flexible hose | rubber |  | PN10/PN16 | 3/4" |  | 0 | m | 0 | 0 | 0 | 0 | 0
260 | WATER | PSW | Push on rubber flexible hose | rubber |  | PN10/PN16 | 1" |  | 0 | m | 0 | 0 | 0 | 0 | 0
261 | WATER | PSW | Push on rubber flexible hose | Twisted SS ext. |  | PN10/PN16 | 1/2'' |  | 0 | m | 0 | 0 | 0 | 0 | 0
262 | WATER | PSW | Push on rubber flexible hose | Twisted SS ext. |  | PN10/PN16 | 3/4" |  | 0 | m | 0 | 0 | 0 | 0 | 0
263 | WATER | PSW | Push on rubber flexible hose | Twisted SS ext. |  | PN10/PN16 | 1" |  | 0 | m | 0 | 0 | 0 | 0 | 0
264 | WATER | PSW | Test and certification (Pressure) | [5 empty] | 0 | unit | 0 | 0 | 0 | 0 | 0
265 | WATER | PSW | Other | [5 empty] | 0 |  | 0 | 0 | 0 | 0 | 0
266 | WATER | PSW | Other | [5 empty] | 0 |  | 0 | 0 | 0 | 0 | 0
| GASES | CH4 TPU | CH4 TPU
267 | GASES | CH4 TPU | Tube | 304 |  | - ext : SS304L - rolled / welded - Int : SS304L - rolled / welded | 1/2'' TO 3/4'' |  | 0 | m | 0 | 0 | 0 | 0 | 0
268 | GASES | CH4 TPU | Pneumatich valve | 304 |  | 304L | 1/2'' TO 3/4'' |  | 0 | unit | 0 | 0 | 0 | 0 | 0
269 | GASES | CH4 TPU | Tube | 304 |  | - ext : SS304L - rolled / welded - Int : SS304L - rolled / welded | 3/4'' TO 1'' |  | 0 | m | 0 | 0 | 0 | 0 | 0
270 | GASES | CH4 TPU | Pneumatich valve | 304 |  | 304L | 3/4'' TO 1'' |  | 0 | unit | 0 | 0 | 0 | 0 | 0
271 | GASES | CH4 TPU | Test and certification | [5 empty] | 0 | unit | 0 | 0 | 0 | 0 | 0
272 | GASES | CH4 TPU | Other | [5 empty] | 0 |  | 0 | 0 | 0 | 0 | 0
273 | GASES | CH4 TPU | Other | [5 empty] | 0 |  | 0 | 0 | 0 | 0 | 0
| WATER | UPW/DIW | UPW/DIW
274 | WATER | UPW/DIW | Tube | PVDF HP |  | PVDF HP - PN 16 | DN15 to 25 |  | 10 | m | 0 | 0 | 0 | 0 | 0 |  |  | PVDF-TUBE
275 | WATER | UPW/DIW | Valve | PVDF HP |  | PVDF HP - PN 16 - Diaphragm | DN15 to 25 |  | 2 | unit | 0 | 0 | 0 | 0 | 0 |  |  | VAL-BAL-PVDF;VAL-DIA-PVDF;VAL-FARF-PVDF;VAL-RIT-PVDF
276 | WATER | UPW/DIW | Elbow | PVDF HP |  | PVDF HP - PN 16 | DN15 to 25 |  | 1 | unit | 0 | 0 | 0 | 0 | 0 |  |  | ELB-PVDF
277 | WATER | UPW/DIW | Bocchettone | PVDF HP |  | PVDF HP - PN 16 | DN15 to 25 |  | 1 | unit | 0 | 0 | 0 | 0 | 0 |  |  | BOC-PVDF
278 | WATER | UPW/DIW | Regulator | PVDF HP | GF+(V582) | PVDF HP - PN 16 | DN15 to 25 |  | 1 | unit | 0 | 0 | 0 | 0 | 0 |  |  | REG-PVDF
279 | WATER | UPW/DIW | Flowmeter | PVDF HP |  | PVDF HP - PN 16 | DN15 to 25 |  | 0 | unit | 0 | 0 | 0 | 0 | 0 |  |  | FLOM-PVDF
280 | WATER | UPW/DIW | Flaretek | PVDF HP |  | PVDF HP - PN 16 | DN15 to 25 |  | 0 | unit | 0 | 0 | 0 | 0 | 0 |  |  | FLAR-PVDF
281 | WATER | UPW/DIW | Flange | PVDF HP |  | PVDF HP - PN 16 | DN15 to 25 |  | 1 | unit | 0 | 0 | 0 | 0 | 0 |  |  | FLANGE-PVDF
282 | WATER | UPW/DIW | Tube | PVDF HP |  | PVDF HP - PN 16 | DN32 |  | 0 | unit | 0 | 0 | 0 | 0 | 0 |  |  | PVDF-TUBE
283 | WATER | UPW/DIW | Valve | PVDF HP |  | PVDF HP - PN 16 - Diaphragm | DN32 |  | 0 | unit | 0 | 0 | 0 | 0 | 0 |  |  | VAL-BAL-PVDF;VAL-DIA-PVDF;VAL-FARF-PVDF;VAL-RIT-PVDF
284 | WATER | UPW/DIW | Elbow | PVDF HP |  | PVDF HP - PN 16 | DN32 |  | 0 | unit | 0 | 0 | 0 | 0 | 0 |  |  | ELB-PVDF
285 | WATER | UPW/DIW | Bocchettone | PVDF HP |  | PVDF HP - PN 16 | DN32 |  | 0 | unit | 0 | 0 | 0 | 0 | 0 |  |  | BOC-PVDF
286 | WATER | UPW/DIW | Regulator | PVDF HP | GF+(V582) | PVDF HP - PN 16 | DN32 |  | 0 | unit | 0 | 0 | 0 | 0 | 0 |  |  | REG-PVDF
287 | WATER | UPW/DIW | Flowmeter | PVDF HP |  | PVDF HP - PN 16 | DN32 |  | 0 | unit | 0 | 0 | 0 | 0 | 0 |  |  | FLOM-PVDF
288 | WATER | UPW/DIW | Flaretek | PVDF HP |  | PVDF HP - PN 16 | DN32 |  | 0 | unit | 0 | 0 | 0 | 0 | 0 |  |  | FLAR-PVDF
289 | WATER | UPW/DIW | Flange | PVDF HP |  | PVDF HP - PN 16 | DN32 |  | 0 | unit | 0 | 0 | 0 | 0 | 0 |  |  | FLANGE-PVDF
290 | WATER | UPW/DIW | Tube | PVDF HP |  | PVDF HP - PN 16 | DN40 |  | 0 | unit | 0 | 0 | 0 | 0 | 0 |  |  | PVDF-TUBE
291 | WATER | UPW/DIW | Valve | PVDF HP |  | PVDF HP - PN 16 - Diaphragm | DN40 |  | 0 | unit | 0 | 0 | 0 | 0 | 0 |  |  | VAL-BAL-PVDF;VAL-DIA-PVDF;VAL-FARF-PVDF;VAL-RIT-PVDF
292 | WATER | UPW/DIW | Elbow | PVDF HP |  | PVDF HP - PN 16 | DN40 |  | 0 | unit | 0 | 0 | 0 | 0 | 0 |  |  | ELB-PVDF
293 | WATER | UPW/DIW | Bocchettone | PVDF HP |  | PVDF HP - PN 16 | DN40 |  | 0 | unit | 0 | 0 | 0 | 0 | 0 |  |  | BOC-PVDF
294 | WATER | UPW/DIW | Regulator | PVDF HP | GF+(V582) | PVDF HP - PN 16 | DN40 |  | 0 | unit | 0 | 0 | 0 | 0 | 0 |  |  | REG-PVDF
295 | WATER | UPW/DIW | Flowmeter | PVDF HP |  | PVDF HP - PN 16 | DN40 |  | 0 | unit | 0 | 0 | 0 | 0 | 0 |  |  | FLOM-PVDF
296 | WATER | UPW/DIW | Flaretek | PVDF HP |  | PVDF HP - PN 16 | DN40 |  | 0 | unit | 0 | 0 | 0 | 0 | 0 |  |  | FLAR-PVDF
297 | WATER | UPW/DIW | Flange | PVDF HP |  | PVDF HP - PN 16 | DN40 |  | 0 | unit | 0 | 0 | 0 | 0 | 0 |  |  | FLANGE-PVDF
298 | WATER | UPW/DIW | Tube | PVDF HP |  | PVDF HP - PN 16 | DN50 |  | 0 | unit | 0 | 0 | 0 | 0 | 0 |  |  | PVDF-TUBE
299 | WATER | UPW/DIW | Valve | PVDF HP |  | PVDF HP - PN 16 - Diaphragm | DN50 |  | 0 | unit | 0 | 0 | 0 | 0 | 0 |  |  | VAL-BAL-PVDF;VAL-DIA-PVDF;VAL-FARF-PVDF;VAL-RIT-PVDF
300 | WATER | UPW/DIW | Elbow | PVDF HP |  | PVDF HP - PN 16 | DN50 |  | 0 | unit | 0 | 0 | 0 | 0 | 0 |  |  | ELB-PVDF
301 | WATER | UPW/DIW | Bocchettone | PVDF HP |  | PVDF HP - PN 16 | DN50 |  | 0 | unit | 0 | 0 | 0 | 0 | 0 |  |  | BOC-PVDF
302 | WATER | UPW/DIW | Regulator | PVDF HP | GF+(V582) | PVDF HP - PN 16 | DN50 |  | 0 | unit | 0 | 0 | 0 | 0 | 0 |  |  | REG-PVDF
303 | WATER | UPW/DIW | Flowmeter | PVDF HP |  | PVDF HP - PN 16 | DN50 |  | 0 | unit | 0 | 0 | 0 | 0 | 0 |  |  | FLOM-PVDF
304 | WATER | UPW/DIW | Flaretek | PVDF HP |  | PVDF HP - PN 16 | DN50 |  | 0 | unit | 0 | 0 | 0 | 0 | 0 |  |  | FLAR-PVDF
305 | WATER | UPW/DIW | Flange | PVDF HP |  | PVDF HP - PN 16 | DN50 |  | 0 | unit | 0 | 0 | 0 | 0 | 0 |  |  | FLANGE-PVDF
306 | WATER | UPW/DIW | Signet Transmitter +GF+ | PVDF HP |  | PN16 | various |  | 0 | unit | 0 | 0 | 0 | 0 | 0
307 | WATER | UPW/DIW | Flowsensor/flowswitch/Temperatur +GF+ | PVDF HP |  | PN16 | various |  | 0 | unit | 0 | 0 | 0 | 0 | 0
308 | WATER | UPW/DIW | Check valve | PVDF HP |  | PN16 | various |  | 0 | unit | 0 | 0 | 0 | 0 | 0
309 | WATER | UPW/DIW | 3 way diaphragm Valve | PVDF HP |  | PN16 | DN15/DN15 |  | 0 | unit | 0 | 0 | 0 | 0 | 0 |  |  | VAL-DIA
310 | WATER | UPW/DIW | 3 way diaphragm Valve | PVDF HP |  | PN16 | DN20/DN15 |  | 0 | unit | 0 | 0 | 0 | 0 | 0 |  |  | VAL-DIA
311 | WATER | UPW/DIW | 3 way diaphragm Valve | PVDF HP |  | PN16 | DN20/DN25 |  | 0 | unit | 0 | 0 | 0 | 0 | 0 |  |  | VAL-DIA
312 | WATER | UPW/DIW | Joints | FPM White |  |  | DN15 to 25 |  | 0 | unit | 0 | 0 | 0 | 0 | 0
313 | WATER | UPW/DIW | Joints | FPM White |  |  | DN32 to 40 |  | 0 | unit | 0 | 0 | 0 | 0 | 0
314 | WATER | UPW/DIW | Joints | FPM White |  |  | ABOVE 40 |  | 0 | unit | 0 | 0 | 0 | 0 | 0
315 | WATER | UPW/DIW | Joints | KALREZ 6375 UP |  |  | DN15 to 25 |  | 0 | unit | 0 | 0 | 0 | 0 | 0
316 | WATER | UPW/DIW | Joints | KALREZ 6375 UP |  |  | DN32 to 40 |  | 0 | unit | 0 | 0 | 0 | 0 | 0
317 | WATER | UPW/DIW | Joints | KALREZ 6375 UP |  |  | ABOVE 40 |  | 0 | unit | 0 | 0 | 0 | 0 | 0
318 | WATER | UPW/DIW | Tube | PFA |  | 450HP | 1/4'' to 1/2'' |  | 0 | m | 0 | 0 | 0 | 0 | 0 |  |  | PFA-TUBE
319 | WATER | UPW/DIW | Tube | PFA |  | 450HP | 3/4'' to 1'' |  | 0 | m | 0 | 0 | 0 | 0 | 0 |  |  | PFA-TUBE
320 | WATER | UPW/DIW | Calibrated orifice | PFA |  | 450HP | various |  | 0 | unit | 0 | 0 | 0 | 0 | 0
321 | WATER | UPW/DIW | Test and certification | [5 empty] | 0 | unit | 0 | 0 | 0 | 0 | 0
322 | WATER | UPW/DIW | Other | [5 empty] | 0 |  | 0 | 0 | 0 | 0 | 0
323 | WATER | UPW/DIW | Other | [5 empty] | 0 |  | 0 | 0 | 0 | 0 | 0
| VACUUM | VDM | VACUUM
| VACUUM | VDM | VDM
324 | VACUUM | VDM | Tube | 316L |  | Seamless, Mechanical Polish (max 1,5 m) | DN40/50 |  | 0 | m | 0 | 0 | 0 | 0 | 0
325 | VACUUM | VDM | Elbow | 316L |  |  | DN40/50 |  | 0 | unit | 0 | 0 | 0 | 0 | 0
326 | VACUUM | VDM | Bellows | 316L |  |  | DN40/50 |  | 0 | unit | 0 | 0 | 0 | 0 | 0
327 | VACUUM | VDM | Valve | 316L |  |  | DN40/50 |  | 0 | unit | 0 | 0 | 0 | 0 | 0
328 | VACUUM | VDM | Flange+center ring+clamp | 316L |  | FPM-Viton T<=140° , KALREZ 6375 UP T>140°C | DN40/50 |  | 0 | unit | 0 | 0 | 0 | 0 | 0
329 | VACUUM | VDM | Tube | 316L |  | Seamless, Mechanical Polish (max 1,5 m) | DN80 |  | 0 | m | 0 | 0 | 0 | 0 | 0
330 | VACUUM | VDM | Elbow | 316L |  |  | DN80 |  | 0 | unit | 0 | 0 | 0 | 0 | 0
331 | VACUUM | VDM | Bellows | 316L |  |  | DN80 |  | 0 | unit | 0 | 0 | 0 | 0 | 0
332 | VACUUM | VDM | Valve | 316L |  |  | DN80 |  | 0 | unit | 0 | 0 | 0 | 0 | 0
333 | VACUUM | VDM | Flange+center ring+clamp | 316L |  | FPM-Viton T<=140° , KALREZ 6375 UP T>140°C | DN80 |  | 0 | unit | 0 | 0 | 0 | 0 | 0
334 | VACUUM | VDM | Tube | 316L |  | Seamless, Mechanical Polish (max 1,5 m) | DN100 |  | 0 | m | 0 | 0 | 0 | 0 | 0
335 | VACUUM | VDM | Elbow | 316L |  |  | DN100 |  | 0 | unit | 0 | 0 | 0 | 0 | 0
336 | VACUUM | VDM | Bellows | 316L |  |  | DN100 |  | 0 | unit | 0 | 0 | 0 | 0 | 0
337 | VACUUM | VDM | Valve | 316L |  |  | DN100 |  | 0 | unit | 0 | 0 | 0 | 0 | 0
338 | VACUUM | VDM | Flange+center ring+clamp | 316L |  | FPM-Viton T<=140° , KALREZ 6375 UP T>140°C | DN100 |  | 0 | unit | 0 | 0 | 0 | 0 | 0
339 | VACUUM | VDM | Tube | 316L |  | Seamless, Mechanical Polish (max 1,5 m) | DN160 |  | 0 | m | 0 | 0 | 0 | 0 | 0
340 | VACUUM | VDM | Elbow | 316L |  |  | DN160 |  | 0 | unit | 0 | 0 | 0 | 0 | 0
341 | VACUUM | VDM | Bellows | 316L |  |  | DN160 |  | 0 | unit | 0 | 0 | 0 | 0 | 0
342 | VACUUM | VDM | Valve | 316L |  |  | DN160 |  | 0 | unit | 0 | 0 | 0 | 0 | 0
343 | VACUUM | VDM | Flange+center ring+clamp | 316L |  | FPM-Viton T<=140° , KALREZ 6375 UP T>140°C | DN160 |  | 0 | unit | 0 | 0 | 0 | 0 | 0
344 | VACUUM | VDM | Valve spherical | 316L |  | Sperichal | DN16 |  | 0 | unit | 0 | 0 | 0 | 0 | 0
345 | VACUUM | VDM | Valve spherical | 316L |  | Sperichal | DN25 |  | 0 | unit | 0 | 0 | 0 | 0 | 0
346 | VACUUM | VDM | Pumps - EXAC Tube | 316L |  |  | DN40 to DN50 |  | 0 | m | 0 | 0 | 0 | 0 | 0
347 | VACUUM | VDM | Pumps - EXAC Valve | 316L |  |  | DN40 to DN50 |  | 0 | unit | 0 | 0 | 0 | 0 | 0
348 | VACUUM | VDM | Pumps - EXAC Bellows | 316L |  |  | DN40 to DN50 |  | 0 | unit | 0 | 0 | 0 | 0 | 0
349 | VACUUM | VDM | Pumps - EXAC Elbow | 316L |  |  | DN40 to DN50 |  | 0 | unit | 0 | 0 | 0 | 0 | 0
350 | VACUUM | VDM | Pumps - EXAC -flange+center ring+clamp | 316L |  |  | DN40 to DN50 |  | 0 | unit | 0 | 0 | 0 | 0 | 0
351 | VACUUM | VDM | Pumps - EXAC Tube | 316L |  |  | Above DN50 |  | 0 | m | 0 | 0 | 0 | 0 | 0
352 | VACUUM | VDM | Pumps - EXAC Valve | 316L |  |  | Above DN50 |  | 0 | unit | 0 | 0 | 0 | 0 | 0
353 | VACUUM | VDM | Pumps - EXAC Bellows | 316L |  |  | Above DN50 |  | 0 | unit | 0 | 0 | 0 | 0 | 0
354 | VACUUM | VDM | Pumps - EXAC Elbow | 316L |  |  | Above DN50 |  | 0 | unit | 0 | 0 | 0 | 0 | 0
355 | VACUUM | VDM | Pumps - EXAC -flange+center ring+clamp | 316L |  |  | Above DN50 |  | 0 | unit | 0 | 0 | 0 | 0 | 0
356 | VACUUM | VDM | Dead Leg | 316L |  |  | 100 to 160 |  | 0 | unit | 0 | 0 | 0 | 0 | 0
357 | VACUUM | VDM | Double Gasket Flange | 316L |  |  | 100 to 160 |  | 0 | unit | 0 | 0 | 0 | 0 | 0
358 | VACUUM | VDM | Heat tracing FORELINE/EXHAUST |  |  | ISO4 Approved,FM4910 Certified, max ext temp 50°C | DN40 |  | 0 | m | 0 | 0 | 0 | 0 | 0
359 | VACUUM | VDM | Heat tracing FORELINE/EXHAUST |  |  | ISO4 Approved,FM4910 Certified, max ext temp 50°C | DN50 |  | 0 | m | 0 | 0 | 0 | 0 | 0
360 | VACUUM | VDM | Heat tracing FORELINE/EXHAUST |  |  | ISO4 Approved,FM4910 Certified, max ext temp 50°C | DN100 |  | 0 | m | 0 | 0 | 0 | 0 | 0
361 | VACUUM | VDM | Heat tracing FORELINE/EXHAUST |  |  | ISO4 Approved,FM4910 Certified, max ext temp 50°C | DN160 |  | 0 | m | 0 | 0 | 0 | 0 | 0
362 | VACUUM | VDM | Heating Control Box | [5 empty] | 0 | unit | 0 | 0 | 0 | 0 | 0
363 | VACUUM | VDM | Gaskets | FPM Viton |  |  | DN25/DN100/DN160 |  | 0 | unit | 0 | 0 | 0 | 0 | 0
364 | VACUUM | VDM | Kalrez gaskets | KALREZ 9500 |  |  | DN20-DN50 |  | 0 | unit | 0 | 0 | 0 | 0 | 0
365 | VACUUM | VDM | Kalrez gaskets | KALREZ 9500 |  |  | DN80-DN100 |  | 0 | unit | 0 | 0 | 0 | 0 | 0
366 | VACUUM | VDM | Kalrez gaskets | KALREZ 9500 |  |  | DN160 |  | 0 | unit | 0 | 0 | 0 | 0 | 0
367 | VACUUM | VDM | Test inboard leak test | [5 empty] | 0 | unit | 0 | 0 | 0 | 0 | 0
368 | VACUUM | VDM | Other | [5 empty] | 0 |  | 0 | 0 | 0 | 0 | 0
369 | VACUUM | VDM | Other | [5 empty] | 0 |  | 0 | 0 | 0 | 0 | 0
| VACUUM | EXHAUST | EXHAUST
| VACUUM | EXHAUST | Acid Exhaust HALAR COATING (Highly corrosive T>80C)
370 | VACUUM | EXHAUST | Tube | 304L | Jacob | Halar /Teflon coating FM App | DN40 to DN80 |  | 0 | m | 0 | 0 | 0 | 0 | 0
371 | VACUUM | EXHAUST | Dampers | 304L | Jacob | Halar /Teflon coating FM App | DN40 to DN80 |  | 0 | unit | 0 | 0 | 0 | 0 | 0
372 | VACUUM | EXHAUST | Elbow | 304L | Jacob | Halar /Teflon coating FM App | DN40 to DN80 |  | 0 | unit | 0 | 0 | 0 | 0 | 0
373 | VACUUM | EXHAUST | Tee | 304L | Jacob | Halar /Teflon coating FM App | DN40 to DN80 |  | 0 | unit | 0 | 0 | 0 | 0 | 0
374 | VACUUM | EXHAUST | Tube | 304L | Jacob | Halar /Teflon coating FM App | DN100 |  | 0 | m | 0 | 0 | 0 | 0 | 0
375 | VACUUM | EXHAUST | Dampers | 304L | Jacob | Halar /Teflon coating FM App | DN100 |  | 0 | unit | 0 | 0 | 0 | 0 | 0
376 | VACUUM | EXHAUST | Elbow | 304L | Jacob | Halar /Teflon coating FM App | DN100 |  | 0 | unit | 0 | 0 | 0 | 0 | 0
377 | VACUUM | EXHAUST | Tee | 304L | Jacob | Halar /Teflon coating FM App | DN100 |  | 0 | unit | 0 | 0 | 0 | 0 | 0
378 | VACUUM | EXHAUST | Tube | 304L | Jacob | Halar /Teflon coating FM App | DN160 |  | 0 | m | 0 | 0 | 0 | 0 | 0
379 | VACUUM | EXHAUST | Dampers | 304L | Jacob | Halar /Teflon coating FM App | DN160 |  | 0 | unit | 0 | 0 | 0 | 0 | 0
380 | VACUUM | EXHAUST | Elbow | 304L | Jacob | Halar /Teflon coating FM App | DN160 |  | 0 | unit | 0 | 0 | 0 | 0 | 0
381 | VACUUM | EXHAUST | Tee | 304L | Jacob | Halar /Teflon coating FM App | DN160 |  | 0 | unit | 0 | 0 | 0 | 0 | 0
382 | VACUUM | EXHAUST | Tube | 304L | Jacob | Halar /Teflon coating FM App | DN200 |  | 0 | m | 0 | 0 | 0 | 0 | 0
383 | VACUUM | EXHAUST | Dampers | 304L | Jacob | Halar /Teflon coating FM App | DN200 |  | 0 | unit | 0 | 0 | 0 | 0 | 0
384 | VACUUM | EXHAUST | Elbow | 304L | Jacob | Halar /Teflon coating FM App | DN200 |  | 0 | unit | 0 | 0 | 0 | 0 | 0
385 | VACUUM | EXHAUST | Tee | 304L | Jacob | Halar /Teflon coating FM App | DN200 |  | 0 | unit | 0 | 0 | 0 | 0 | 0
386 | VACUUM | EXHAUST | Tube | 304L | Jacob | Halar /Teflon coating FM App | DN250 |  | 0 | m | 0 | 0 | 0 | 0 | 0
387 | VACUUM | EXHAUST | Dampers | 304L | Jacob | Halar /Teflon coating FM App | DN250 |  | 0 | unit | 0 | 0 | 0 | 0 | 0
388 | VACUUM | EXHAUST | Elbow | 304L | Jacob | Halar /Teflon coating FM App | DN250 |  | 0 | unit | 0 | 0 | 0 | 0 | 0
389 | VACUUM | EXHAUST | Tee | 304L | Jacob | Halar /Teflon coating FM App | DN250 |  | 0 | unit | 0 | 0 | 0 | 0 | 0
390 | VACUUM | EXHAUST | Tube | 304L | Jacob | Halar /Teflon coating FM App | DN300 |  | 0 | m | 0 | 0 | 0 | 0 | 0
391 | VACUUM | EXHAUST | Dampers | 304L | Jacob | Halar /Teflon coating FM App | DN300 |  | 0 | m | 0 | 0 | 0 | 0 | 0
392 | VACUUM | EXHAUST | Elbow | 304L | Jacob | Halar /Teflon coating FM App | DN300 |  | 0 | m | 0 | 0 | 0 | 0 | 0
393 | VACUUM | EXHAUST | Tee | 304L | Jacob | Halar /Teflon coating FM App | DN300 |  | 0 | unit | 0 | 0 | 0 | 0 | 0
394 | VACUUM | EXHAUST | Other | [5 empty] | 0 |  | 0 | 0 | 0 | 0 | 0
395 | VACUUM | EXHAUST | Other | [5 empty] | 0 |  | 0 | 0 | 0 | 0 | 0
| VACUUM | EXHAUST | Acid/Heat/Maintenance/EXHAUST (Low corrosive T<80C)
396 | VACUUM | EXHAUST | Tube | 304L | Jacob | aisi 304 | DN40 to DN80 |  | 0 | m | 0 | 0 | 0 | 0 | 0
397 | VACUUM | EXHAUST | Dampers | 304L | Jacob | aisi 304 | DN40 to DN80 |  | 0 | unit | 0 | 0 | 0 | 0 | 0
398 | VACUUM | EXHAUST | Elbow | 304L | Jacob | aisi 304 | DN40 to DN80 |  | 0 | unit | 0 | 0 | 0 | 0 | 0
399 | VACUUM | EXHAUST | Tee | 304L | Jacob | aisi 304 | DN40 to DN80 |  | 0 | unit | 0 | 0 | 0 | 0 | 0
400 | VACUUM | EXHAUST | Tube | 304L | Jacob | aisi 304 | DN100 |  | 0 | m | 0 | 0 | 0 | 0 | 0
401 | VACUUM | EXHAUST | Dampers | 304L | Jacob | aisi 304 | DN100 |  | 0 | unit | 0 | 0 | 0 | 0 | 0
402 | VACUUM | EXHAUST | Elbow | 304L | Jacob | aisi 304 | DN100 |  | 0 | unit | 0 | 0 | 0 | 0 | 0
403 | VACUUM | EXHAUST | Tee | 304L | Jacob | aisi 304 | DN100 |  | 0 | unit | 0 | 0 | 0 | 0 | 0
404 | VACUUM | EXHAUST | Tube | 304L | Jacob | aisi 304 | DN160 |  | 0 | m | 0 | 0 | 0 | 0 | 0
405 | VACUUM | EXHAUST | Dampers | 304L | Jacob | aisi 304 | DN160 |  | 0 | unit | 0 | 0 | 0 | 0 | 0
406 | VACUUM | EXHAUST | Elbow | 304L | Jacob | aisi 304 | DN160 |  | 0 | unit | 0 | 0 | 0 | 0 | 0
407 | VACUUM | EXHAUST | Tee | 304L | Jacob | aisi 304 | DN160 |  | 0 | unit | 0 | 0 | 0 | 0 | 0
408 | VACUUM | EXHAUST | Tube | 304L | Jacob | aisi 304 | DN200 |  | 0 | m | 0 | 0 | 0 | 0 | 0
409 | VACUUM | EXHAUST | Dampers | 304L | Jacob | aisi 304 | DN200 |  | 0 | unit | 0 | 0 | 0 | 0 | 0
410 | VACUUM | EXHAUST | Elbow | 304L | Jacob | aisi 304 | DN200 |  | 0 | unit | 0 | 0 | 0 | 0 | 0
411 | VACUUM | EXHAUST | Tee | 304L | Jacob | aisi 304 | DN200 |  | 0 | unit | 0 | 0 | 0 | 0 | 0
412 | VACUUM | EXHAUST | Tube | 304L | Jacob | aisi 304 | DN250 |  | 0 | m | 0 | 0 | 0 | 0 | 0
413 | VACUUM | EXHAUST | Dampers | 304L | Jacob | aisi 304 | DN250 |  | 0 | unit | 0 | 0 | 0 | 0 | 0
414 | VACUUM | EXHAUST | Elbow | 304L | Jacob | aisi 304 | DN250 |  | 0 | unit | 0 | 0 | 0 | 0 | 0
415 | VACUUM | EXHAUST | Tee | 304L | Jacob | aisi 304 | DN250 |  | 0 | unit | 0 | 0 | 0 | 0 | 0
416 | VACUUM | EXHAUST | Tube | 304L | Jacob | aisi 304 | DN300 |  | 0 | m | 0 | 0 | 0 | 0 | 0
417 | VACUUM | EXHAUST | Dampers | 304L | Jacob | aisi 304 | DN300 |  | 0 | m | 0 | 0 | 0 | 0 | 0
418 | VACUUM | EXHAUST | Elbow | 304L | Jacob | aisi 304 | DN300 |  | 0 | m | 0 | 0 | 0 | 0 | 0
419 | VACUUM | EXHAUST | Tee | 304L | Jacob | aisi 316 | DN300 |  | 0 | unit | 0 | 0 | 0 | 0 | 0
420 | VACUUM | EXHAUST | Other | [5 empty] | 0 |  | 0 | 0 | 0 | 0 | 0
421 | VACUUM | EXHAUST | Other | [5 empty] | 0 |  | 0 | 0 | 0 | 0 | 0
| VACUUM | EXHAUST | Acid/Ammonia/EXHAUST (Highly corrosive T<80C)
422 | VACUUM | EXHAUST | Tube | 304L | AGRU,GF+ | PVDF ventilation | DN40 to DN80 |  | 0 | m | 0 | 0 | 0 | 0 | 0
423 | VACUUM | EXHAUST | Dampers | 304L | AGRU,GF+ | PVDF ventilation | DN40 to DN80 |  | 0 | unit | 0 | 0 | 0 | 0 | 0
424 | VACUUM | EXHAUST | Elbow | 304L | AGRU,GF+ | PVDF ventilation | DN40 to DN80 |  | 0 | unit | 0 | 0 | 0 | 0 | 0
425 | VACUUM | EXHAUST | Tee | 304L | AGRU,GF+ | PVDF ventilation | DN40 to DN80 |  | 0 | unit | 0 | 0 | 0 | 0 | 0
426 | VACUUM | EXHAUST | Tube | 304L | AGRU,GF+ | PVDF ventilation | DN100 |  | 0 | m | 0 | 0 | 0 | 0 | 0
427 | VACUUM | EXHAUST | Dampers | 304L | AGRU,GF+ | PVDF ventilation | DN100 |  | 0 | unit | 0 | 0 | 0 | 0 | 0
428 | VACUUM | EXHAUST | Elbow | 304L | AGRU,GF+ | PVDF ventilation | DN100 |  | 0 | unit | 0 | 0 | 0 | 0 | 0
429 | VACUUM | EXHAUST | Tee | 304L | AGRU,GF+ | PVDF ventilation | DN100 |  | 0 | unit | 0 | 0 | 0 | 0 | 0
430 | VACUUM | EXHAUST | Tube | 304L | AGRU,GF+ | PVDF ventilation | DN160 |  | 0 | m | 0 | 0 | 0 | 0 | 0
431 | VACUUM | EXHAUST | Dampers | 304L | AGRU,GF+ | PVDF ventilation | DN160 |  | 0 | unit | 0 | 0 | 0 | 0 | 0
432 | VACUUM | EXHAUST | Elbow | 304L | AGRU,GF+ | PVDF ventilation | DN160 |  | 0 | unit | 0 | 0 | 0 | 0 | 0
433 | VACUUM | EXHAUST | Tee | 304L | AGRU,GF+ | PVDF ventilation | DN160 |  | 0 | unit | 0 | 0 | 0 | 0 | 0
434 | VACUUM | EXHAUST | Tube | 304L | AGRU,GF+ | PVDF ventilation | DN200 |  | 0 | m | 0 | 0 | 0 | 0 | 0
435 | VACUUM | EXHAUST | Dampers | 304L | AGRU,GF+ | PVDF ventilation | DN200 |  | 0 | unit | 0 | 0 | 0 | 0 | 0
436 | VACUUM | EXHAUST | Elbow | 304L | AGRU,GF+ | PVDF ventilation | DN200 |  | 0 | unit | 0 | 0 | 0 | 0 | 0
437 | VACUUM | EXHAUST | Tee | 304L | AGRU,GF+ | PVDF ventilation | DN200 |  | 0 | unit | 0 | 0 | 0 | 0 | 0
438 | VACUUM | EXHAUST | Tube | 304L | AGRU,GF+ | PVDF ventilation | DN250 |  | 0 | m | 0 | 0 | 0 | 0 | 0
439 | VACUUM | EXHAUST | Dampers | 304L | AGRU,GF+ | PVDF ventilation | DN250 |  | 0 | m | 0 | 0 | 0 | 0 | 0
440 | VACUUM | EXHAUST | Elbow | 304L | AGRU,GF+ | PVDF ventilation | DN250 |  | 0 | m | 0 | 0 | 0 | 0 | 0
441 | VACUUM | EXHAUST | Tee | 304L | AGRU,GF+ | PVDF ventilation | DN250 |  | 0 | unit | 0 | 0 | 0 | 0 | 0
442 | VACUUM | EXHAUST | Tube | 304L | AGRU,GF+ | PVDF ventilation | DN300 |  | 0 | m | 0 | 0 | 0 | 0 | 0
443 | VACUUM | EXHAUST | Dampers | 304L | AGRU,GF+ | PVDF ventilation | DN300 |  | 0 | m | 0 | 0 | 0 | 0 | 0
444 | VACUUM | EXHAUST | Elbow | 304L | AGRU,GF+ | PVDF ventilation | DN300 |  | 0 | m | 0 | 0 | 0 | 0 | 0
445 | VACUUM | EXHAUST | Tee | 304L | AGRU,GF+ | PVDF ventilation | DN300 |  | 0 | unit | 0 | 0 | 0 | 0 | 0
446 | VACUUM | EXHAUST | Other | [5 empty] | 0 |  | 0 | 0 | 0 | 0 | 0
447 | VACUUM | EXHAUST | Other | [5 empty] | 0 |  | 0 | 0 | 0 | 0 | 0
| VACUUM | EXHAUST | Solvent/Acid/EXHAUST (Gasket in PTFE for solvent) Low corrosive (T>80C)
448 | VACUUM | EXHAUST | Tube | 304L | Streas | aisi 304L roll welded | DN40 to DN80 |  | 0 | m | 0 | 0 | 0 | 0 | 0
449 | VACUUM | EXHAUST | Dampers | 304L | Streas | aisi 304L roll welded | DN40 to DN80 |  | 0 | unit | 0 | 0 | 0 | 0 | 0
450 | VACUUM | EXHAUST | Elbow | 304L | Streas | aisi 304L roll welded | DN40 to DN80 |  | 0 | unit | 0 | 0 | 0 | 0 | 0
451 | VACUUM | EXHAUST | Tee | 304L | Streas | aisi 304L roll welded | DN40 to DN80 |  | 0 | unit | 0 | 0 | 0 | 0 | 0
452 | VACUUM | EXHAUST | Tube | 304L | Streas | aisi 304L roll welded | DN100 |  | 0 | m | 0 | 0 | 0 | 0 | 0
453 | VACUUM | EXHAUST | Dampers | 304L | Streas | aisi 304L roll welded | DN100 |  | 0 | unit | 0 | 0 | 0 | 0 | 0
454 | VACUUM | EXHAUST | Elbow | 304L | Streas | aisi 304L roll welded | DN100 |  | 0 | unit | 0 | 0 | 0 | 0 | 0
455 | VACUUM | EXHAUST | Tee | 304L | Streas | aisi 304L roll welded | DN100 |  | 0 | unit | 0 | 0 | 0 | 0 | 0
456 | VACUUM | EXHAUST | Tube | 304L | Streas | aisi 304L roll welded | DN160 |  | 0 | m | 0 | 0 | 0 | 0 | 0
457 | VACUUM | EXHAUST | Dampers | 304L | Streas | aisi 304L roll welded | DN160 |  | 0 | unit | 0 | 0 | 0 | 0 | 0
458 | VACUUM | EXHAUST | Elbow | 304L | Streas | aisi 304L roll welded | DN160 |  | 0 | unit | 0 | 0 | 0 | 0 | 0
459 | VACUUM | EXHAUST | Tee | 304L | Streas | aisi 304L roll welded | DN160 |  | 0 | unit | 0 | 0 | 0 | 0 | 0
460 | VACUUM | EXHAUST | Tube | 304L | Streas | aisi 304L roll welded | DN200 |  | 0 | m | 0 | 0 | 0 | 0 | 0
461 | VACUUM | EXHAUST | Dampers | 304L | Streas | aisi 304L roll welded | DN200 |  | 0 | unit | 0 | 0 | 0 | 0 | 0
462 | VACUUM | EXHAUST | Elbow | 304L | Streas | aisi 304L roll welded | DN200 |  | 0 | unit | 0 | 0 | 0 | 0 | 0
463 | VACUUM | EXHAUST | Tee | 304L | Streas | aisi 304L roll welded | DN200 |  | 0 | unit | 0 | 0 | 0 | 0 | 0
464 | VACUUM | EXHAUST | Tube | 304L | Streas | aisi 304L roll welded | DN250 |  | 0 | m | 0 | 0 | 0 | 0 | 0
465 | VACUUM | EXHAUST | Dampers | 304L | Streas | aisi 304L roll welded | DN250 |  | 0 | unit | 0 | 0 | 0 | 0 | 0
466 | VACUUM | EXHAUST | Elbow | 304L | Streas | aisi 304L roll welded | DN250 |  | 0 | unit | 0 | 0 | 0 | 0 | 0
467 | VACUUM | EXHAUST | Tee | 304L | Streas | aisi 304L roll welded | DN250 |  | 0 | unit | 0 | 0 | 0 | 0 | 0
468 | VACUUM | EXHAUST | Tube | 304L | Streas | aisi 304L roll welded | DN300 |  | 0 | m | 0 | 0 | 0 | 0 | 0
469 | VACUUM | EXHAUST | Dampers | 304L | Streas | aisi 304L roll welded | DN300 |  | 0 | m | 0 | 0 | 0 | 0 | 0
470 | VACUUM | EXHAUST | Elbow | 304L | Streas | aisi 304L roll welded | DN300 |  | 0 | m | 0 | 0 | 0 | 0 | 0
471 | VACUUM | EXHAUST | Tee | 304L | Streas | aisi 304L roll welded | DN300 |  | 0 | unit | 0 | 0 | 0 | 0 | 0
472 | VACUUM | EXHAUST | Other | [5 empty] | 0 |  | 0 | 0 | 0 | 0 | 0
473 | VACUUM | EXHAUST | Other | [5 empty] | 0 |  | 0 | 0 | 0 | 0 | 0
| DRAINS | DRAINS Sulfuric | DRAINS
| DRAINS | DRAINS Sulfuric | H2S04 (Sulfuric)
474 | DRAINS | DRAINS Sulfuric | Tube | PFA + Transparent PVC |  | PFA 450 HP + Transparent PVC | DN25 or Less |  | 0 | m | 0 | 0 | 0 | 0 | 0 |  |  | PFA-TUBE
475 | DRAINS | DRAINS Sulfuric | Tube | Helically Corrugated PTFE |  | Corroflon PTFE | DN32 to DN50 |  | 0 | m | 0 | 0 | 0 | 0 | 0
476 | DRAINS | DRAINS Sulfuric | Tube | Helically Corrugated PTFE |  | Corroflon PTFE | DN63 TO DN80 |  | 0 | m | 0 | 0 | 0 | 0 | 0
477 | DRAINS | DRAINS Sulfuric | Test and Certifications | [5 empty] | 0 | unit | 0 | 0 | 0 | 0 | 0
478 | DRAINS | DRAINS Sulfuric | Other | [5 empty] | 0 |  | 0 | 0 | 0 | 0 | 0
479 | DRAINS | DRAINS Sulfuric | Other | [5 empty] | 0 |  | 0 | 0 | 0 | 0 | 0
| DRAINS | DRAINS BASES | Bases (NH4OH,H2O2) - Diluted Acid (T< 60°C), Reclaim, Slurry Copper - Back Grinding
480 | DRAINS | DRAINS BASES | Tube | PPH |  | PPH - IR welded | DN25 or Less |  | 0 | m | 0 | 0 | 0 | 0 | 0 |  |  | PP-TUBE
481 | DRAINS | DRAINS BASES | Elbow | PPH |  | PPH - IR welded | DN25 or Less |  | 0 | unit | 0 | 0 | 0 | 0 | 0 |  |  | ELB-PP
482 | DRAINS | DRAINS BASES | Bocchettoni | PPH |  | PPH - IR welded | DN25 or Less |  | 0 | unit | 0 | 0 | 0 | 0 | 0 |  |  | BOC-PP
483 | DRAINS | DRAINS BASES | Tube | PPH |  | PPH - IR welded | DN 32 to DN50 |  | 0 | m | 0 | 0 | 0 | 0 | 0 |  |  | PP-TUBE
484 | DRAINS | DRAINS BASES | Elbow | PPH |  | PPH - IR welded | DN 32 to DN50 |  | 0 | unit | 0 | 0 | 0 | 0 | 0 |  |  | ELB-PP
485 | DRAINS | DRAINS BASES | Bocchettoni | PPH |  | PPH - IR welded | DN 32 to DN50 |  | 0 | unit | 0 | 0 | 0 | 0 | 0 |  |  | BOC-PP
486 | DRAINS | DRAINS BASES | Tube | PPH |  | PPH - IR welded | DN 65 to DN80 |  | 0 | m | 0 | 0 | 0 | 0 | 0 |  |  | PP-TUBE
487 | DRAINS | DRAINS BASES | Elbow | PPH |  | PPH - IR welded | DN 65 to DN80 |  | 0 | unit | 0 | 0 | 0 | 0 | 0 |  |  | ELB-PP
488 | DRAINS | DRAINS BASES | Bocchettoni | PPH |  | PPH - IR welded | DN 65 to DN80 |  | 0 | unit | 0 | 0 | 0 | 0 | 0 |  |  | BOC-PP
489 | DRAINS | DRAINS BASES | Test and Certifications | [5 empty] | 0 | unit | 0 | 0 | 0 | 0 | 0
490 | DRAINS | DRAINS BASES | Other | [5 empty] | 0 |  | 0 | 0 | 0 | 0 | 0
491 | DRAINS | DRAINS BASES | Other | [5 empty] | 0 |  | 0 | 0 | 0 | 0 | 0
| DRAINS | DRAINS HF | HF Concentrated - Mix Concentrated Acid - Nitric (T< 100°C) - Diluted Acid (60°C <T <100°C) - Nickel Palladium T<100°C
492 | DRAINS | DRAINS HF | Tube | PFA + Transparent PVC |  | PFA 450 HP + Transparent PVC | DN25 or Less |  | 0 | m | 0 | 0 | 0 | 0 | 0 |  |  | PFA-TUBE
493 | DRAINS | DRAINS HF | Elbow | PFA |  | PFA 450 HP | DN25 or Less |  | 0 | unit | 0 | 0 | 0 | 0 | 0
494 | DRAINS | DRAINS HF | Bocchettoni | PFA |  | PFA 450 HP | DN25 or Less |  | 0 | unit | 0 | 0 | 0 | 0 | 0
495 | DRAINS | DRAINS HF | Tube | PVDF |  | PVDF PN16 IR welded | DN 32 to DN50 |  | 0 | m | 0 | 0 | 0 | 0 | 0 |  |  | PVDF-TUBE
496 | DRAINS | DRAINS HF | Elbow | PVDF |  | PVDF PN16 IR welded | DN 32 to DN50 |  | 0 | unit | 0 | 0 | 0 | 0 | 0 |  |  | ELB-PVDF
497 | DRAINS | DRAINS HF | Bocchettoni | PVDF |  | PVDF PN16 IR welded | DN 32 to DN50 |  | 0 | unit | 0 | 0 | 0 | 0 | 0 |  |  | BOC-PVDF
498 | DRAINS | DRAINS HF | Tube | PVDF |  | PVDF PN16 IR welded | DN 65 to DN80 |  | 0 | m | 0 | 0 | 0 | 0 | 0 |  |  | PVDF-TUBE
499 | DRAINS | DRAINS HF | Elbow | PVDF |  | PVDF PN16 IR welded | DN 65 to DN80 |  | 0 | unit | 0 | 0 | 0 | 0 | 0 |  |  | ELB-PVDF
500 | DRAINS | DRAINS HF | Bocchettoni | PVDF |  | PVDF PN16 IR welded | DN 65 to DN80 |  | 0 | unit | 0 | 0 | 0 | 0 | 0 |  |  | BOC-PVDF
501 | DRAINS | DRAINS HF | Test and Certifications | [5 empty] | 0 | unit | 0 | 0 | 0 | 0 | 0
502 | DRAINS | DRAINS HF | Other | [5 empty] | 0 |  | 0 | 0 | 0 | 0 | 0
503 | DRAINS | DRAINS HF | Other | [5 empty] | 0 |  | 0 | 0 | 0 | 0 | 0
| DRAINS | DRAINS Solvent | Solvent (General solvent, Corrosive Solvent, Photo & resist,Polimyde
504 | DRAINS | DRAINS Solvent | Tube | SS304L |  | SS304L- rolled / welded mech. polish | DN25 or Less |  | 0 | m | 0 | 0 | 0 | 0 | 0
505 | DRAINS | DRAINS Solvent | Elbow | SS304L |  | SS304L- rolled / welded mech. polish | DN25 or Less |  | 0 | unit | 0 | 0 | 0 | 0 | 0
506 | DRAINS | DRAINS Solvent | Bocchettoni | SS304L |  | SS304L- rolled / welded mech. polish | DN25 or Less |  | 0 | unit | 0 | 0 | 0 | 0 | 0
507 | DRAINS | DRAINS Solvent | Tube | SS304L |  | SS304L- rolled / welded mech. polish | DN 32 to DN50 |  | 0 | m | 0 | 0 | 0 | 0 | 0
508 | DRAINS | DRAINS Solvent | Elbow | SS304L |  | SS304L- rolled / welded mech. polish | DN 32 to DN50 |  | 0 | unit | 0 | 0 | 0 | 0 | 0
509 | DRAINS | DRAINS Solvent | Bocchettoni | SS304L |  | SS304L- rolled / welded mech. polish | DN 32 to DN50 |  | 0 | unit | 0 | 0 | 0 | 0 | 0
510 | DRAINS | DRAINS Solvent | Tube | SS304L |  | SS304L- rolled / welded mech. polish | DN 65 to DN80 |  | 0 | m | 0 | 0 | 0 | 0 | 0
511 | DRAINS | DRAINS Solvent | Elbow | SS304L |  | SS304L- rolled / welded mech. polish | DN 65 to DN80 |  | 0 | unit | 0 | 0 | 0 | 0 | 0
512 | DRAINS | DRAINS Solvent | Bocchettoni | SS304L |  | SS304L- rolled / welded mech. polish | DN 65 to DN80 |  | 0 | unit | 0 | 0 | 0 | 0 | 0
513 | DRAINS | DRAINS Solvent | Test and Certifications | [5 empty] | 0 | unit | 0 | 0 | 0 | 0 | 0
514 | DRAINS | DRAINS Solvent | Other | [5 empty] | 0 |  | 0 | 0 | 0 | 0 | 0
515 | DRAINS | DRAINS Solvent | Other | [5 empty] | 0 |  | 0 | 0 | 0 | 0 | 0
| DRAINS | DRAINS Chemicals containming | Chemicals containming TMAH (TMA,OPD,SP27,ESC) - Gasket in PTFE
516 | DRAINS | DRAINS Chemicals containming | Tube | PPH or SS304L MIX DEPENDENT |  | PPH - IR welded - SS304L- rolled / welded mech. polish | DN25 or Less |  | 0 | m | 0 | 0 | 0 | 0 | 0 |  |  | PP-TUBE
517 | DRAINS | DRAINS Chemicals containming | Elbow | PPH or SS304L MIX DEPENDENT |  | PPH - IR welded - SS304L- rolled / welded mech. polish | DN25 or Less |  | 0 | unit | 0 | 0 | 0 | 0 | 0 |  |  | ELB-PP
518 | DRAINS | DRAINS Chemicals containming | Bocchettoni | PPH or SS304L MIX DEPENDENT |  | PPH - IR welded - SS304L- rolled / welded mech. polish | DN25 or Less |  | 0 | unit | 0 | 0 | 0 | 0 | 0 |  |  | BOC-PP
519 | DRAINS | DRAINS Chemicals containming | Tube | PPH or SS304L MIX DEPENDENT |  | PPH - IR welded - SS304L- rolled / welded mech. polish | DN 32 to DN50 |  | 0 | m | 0 | 0 | 0 | 0 | 0 |  |  | PP-TUBE
520 | DRAINS | DRAINS Chemicals containming | Elbow | PPH or SS304L MIX DEPENDENT |  | PPH - IR welded - SS304L- rolled / welded mech. polish | DN 32 to DN50 |  | 0 | unit | 0 | 0 | 0 | 0 | 0 |  |  | ELB-PP
521 | DRAINS | DRAINS Chemicals containming | Bocchettoni | PPH or SS304L MIX DEPENDENT |  | PPH - IR welded - SS304L- rolled / welded mech. polish | DN 32 to DN50 |  | 0 | unit | 0 | 0 | 0 | 0 | 0 |  |  | BOC-PP
522 | DRAINS | DRAINS Chemicals containming | Tube | PPH or SS304L MIX DEPENDENT |  | PPH - IR welded - SS304L- rolled / welded mech. polish | DN 65 to DN80 |  | 0 | m | 0 | 0 | 0 | 0 | 0 |  |  | PP-TUBE
523 | DRAINS | DRAINS Chemicals containming | Elbow | PPH or SS304L MIX DEPENDENT |  | PPH - IR welded - SS304L- rolled / welded mech. polish | DN 65 to DN80 |  | 0 | unit | 0 | 0 | 0 | 0 | 0 |  |  | ELB-PP
524 | DRAINS | DRAINS Chemicals containming | Bocchettoni | PPH or SS304L MIX DEPENDENT |  | PPH - IR welded - SS304L- rolled / welded mech. polish | DN 65 to DN80 |  | 0 | unit | 0 | 0 | 0 | 0 | 0 |  |  | BOC-PP
525 | DRAINS | DRAINS Chemicals containming | Test and Certifications | [5 empty] | 0 | unit | 0 | 0 | 0 | 0 | 0
526 | DRAINS | DRAINS Chemicals containming | Other | [5 empty] | 0 |  | 0 | 0 | 0 | 0 | 0
527 | DRAINS | DRAINS Chemicals containming | Other | [5 empty] | 0 |  | 0 | 0 | 0 | 0 | 0
| CHEMICALS | CHEMICALS | CHEMICALS
528 | CHEMICALS | CHEMICALS | Tube for ACID, BASES | PVC + PFA |  | PVC (ext) + PFA 450 HP (int) - 950 HP for HCL and HNO3 | 1/2" (internal) |  | 0 | m | 0 | 0 | 0 | 0 | 0
529 | CHEMICALS | CHEMICALS | Tube for ACID, BASES | PVC + PFA |  | PVC (ext) + PFA 450 HP (int) - 950 HP for HCL and HNO3 | 3/4" (internal) |  | 0 | m | 0 | 0 | 0 | 0 | 0
530 | CHEMICALS | CHEMICALS | Tube for SLURRY | PVC + PFA |  | PVC (ext) + 2 x PFA 450 HP (int) | 1/2" (internal) |  | 0 | m | 0 | 0 | 0 | 0 | 0
531 | CHEMICALS | CHEMICALS | Tube for SLURRY | PVC + PFA |  | PVC (ext) + 2 x PFA 450 HP (int) | 3/4" (internal) |  | 0 | m | 0 | 0 | 0 | 0 | 0
532 | CHEMICALS | CHEMICALS | Tube for SOLVENT,EKC,IPA | AISI 304L+PFA |  | 304L (ext) + PFA 450 HP (int) | 1/2" (internal) |  | 0 | m | 0 | 0 | 0 | 0 | 0
533 | CHEMICALS | CHEMICALS | Tube for SOLVENT,EKC,IPA | AISI 304L+PFA |  | 304L (ext) + PFA 450 HP (int) | 3/4" (internal) |  | 0 | m | 0 | 0 | 0 | 0 | 0
534 | CHEMICALS | CHEMICALS | Tube for Photosensitive | Grey PVC-C +PFA |  | PVC (ext) + PFA 450 HP (int) | 1/2" (internal) |  | 0 | m | 0 | 0 | 0 | 0 | 0
535 | CHEMICALS | CHEMICALS | Tube for Photosensitive | Grey PVC-C +PFA |  | PVC (ext) + PFA 450 HP (int) | 3/4" (internal) |  | 0 | m | 0 | 0 | 0 | 0 | 0
536 | CHEMICALS | CHEMICALS | Flareteck | PFA |  |  |  |  | 0 | unit | 0 | 0 | 0 | 0 | 0
537 | CHEMICALS | CHEMICALS | Test and Certifications | [5 empty] | 0 | unit | 0 | 0 | 0 | 0 | 0
538 | CHEMICALS | CHEMICALS | Other | [5 empty] | 0 |  | 0 | 0 | 0 | 0 | 0
539 | CHEMICALS | CHEMICALS | Other | [5 empty] | 0 |  | 0 | 0 | 0 | 0 | 0
| CLEANROOM | CLEANROOM | CLEANROOM
540 | CLEANROOM | CLEANROOM | Blind tile in ALU 600x600, top cover in PVC | Aluminium |  | die-cast aluminum with reinforcement ribs |  |  | 0 | unit | 0 | 0 | 0 | 0 | 0
541 | CLEANROOM | CLEANROOM | Perforated tile in ALU 600x600, top cover in PVC | Aluminium |  | die-cast aluminum with reinforcement ribs |  |  | 0 | unit | 0 | 0 | 0 | 0 | 0
542 | CLEANROOM | CLEANROOM | Grid tile in ALU 600x600, top cover in PVC | Aluminium |  | die-cast aluminum with reinforcement ribs |  |  | 0 | unit | 0 | 0 | 0 | 0 | 0
543 | CLEANROOM | CLEANROOM | Blind/Perforated tile 600x600 with inspection window | Aluminium |  | die-cast aluminum with reinforcement ribs |  |  | 0 | unit | 0 | 0 | 0 | 0 | 0
544 | CLEANROOM | CLEANROOM | Cleanroom wall (Supply and installation) | Aluminium |  |  |  |  | 0 | unit | 0 | 0 | 0 | 0 | 0
545 | CLEANROOM | CLEANROOM | Cleanroom wall (Rework existing - Only manpower) | Aluminium |  |  |  |  | 0 | unit | 0 | 0 | 0 | 0 | 0
546 | CLEANROOM | CLEANROOM | Other | [5 empty] | 0 |  | 0 | 0 | 0 | 0 | 0
547 | CLEANROOM | CLEANROOM | Other | [5 empty] | 0 |  | 0 | 0 | 0 | 0 | 0
| GENERAL | GENERAL | OTHER GENERAL
548 | GENERAL | GENERAL | Pedestal | [5 empty] | 0 | unit | 0 | 0 | 0 | 0 | 0
549 | GENERAL | GENERAL | Steel plate | [5 empty] | 0 | unit | 0 | 0 | 0 | 0 | 0
550 | GENERAL | GENERAL | Seismic brackets for tool | [5 empty] | 0 | unit | 0 | 0 | 0 | 0 | 0
551 | GENERAL | GENERAL | Supports for pumps or Subequipment | aisi |  |  |  |  | 0 | unit | 0 | 0 | 0 | 0 | 0
552 | GENERAL | GENERAL | Mechanical lines Supports (cda,bulk,pcw,foreline,exac, cable trays) | unistrut/ Wurth |  | Hot deep Galvanized steel Epoxy Painted |  |  | 0 | unit | 0 | 0 | 0 | 0 | 0
553 | GENERAL | GENERAL | Mechanical lines Supports (cda,bulk,pcw,foreline,exac, cable trays) | unistrut/ Wurth |  | Hot deep Galvanized steel |  |  | 0 | unit | 0 | 0 | 0 | 0 | 0
554 | GENERAL | GENERAL | Mechanical lines Supports (cda,bulk,pcw,foreline,exac, cable trays) | unistrut/ Wurth |  | Stainless Steel |  |  | 0 | unit | 0 | 0 | 0 | 0 | 0
555 | GENERAL | GENERAL | Facilities Panels (Only structure) | aisi |  | aisi 304 |  |  | 0 | unit | 0 | 0 | 0 | 0 | 0
556 | GENERAL | GENERAL | Gas box (complete of valves and fittings) | AISI |  |  |  |  | 0 | unit | 0 | 0 | 0 | 0 | 0
557 | GENERAL | GENERAL | Cable tray for mechanical and electrical lines | 304L |  | Hot deep Galvanized steel (epoxy painted in Cleanroom) | WIDTH 50 to 100 |  | 0 | m | 0 | 0 | 0 | 0 | 0
558 | GENERAL | GENERAL | Cable tray for mechanical and electrical lines | 304L |  | Hot deep Galvanized steel (epoxy painted in Cleanroom) | WIDTH 150 to 200 |  | 0 | m | 0 | 0 | 0 | 0 | 0
559 | GENERAL | GENERAL | Cable tray for mechanical and electrical lines | 304L |  | Hot deep Galvanized steel (epoxy painted in Cleanroom) | WIDTH 250 or above |  | 0 | m | 0 | 0 | 0 | 0 | 0
560 | GENERAL | GENERAL | Infills | factory mutual |  | factory mutual |  |  | 0 | m2 | 0 | 0 | 0 | 0 | 0
561 | GENERAL | GENERAL | Facilities Protections | 304L |  | Cable trays or similar |  |  | 0 | m | 0 | 0 | 0 | 0 | 0
562 | GENERAL | GENERAL | Coibentation | trocellen class M1 |  |  | 1/4" |  | 0 | m | 0 | 0 | 0 | 0 | 0
563 | GENERAL | GENERAL | Coibentation | trocellen class M1 |  |  | 3/8" |  | 0 | m | 0 | 0 | 0 | 0 | 0
564 | GENERAL | GENERAL | Coibentation | trocellen class M1 |  |  | 1/2" |  | 0 | m | 0 | 0 | 0 | 0 | 0
565 | GENERAL | GENERAL | Coibentation | trocellen class M1 |  |  | 3/4" |  | 0 | m | 0 | 0 | 0 | 0 | 0
566 | GENERAL | GENERAL | Coibentation | trocellen class M1 |  |  | 1'' |  | 0 | m | 0 | 0 | 0 | 0 | 0
567 | GENERAL | GENERAL | Interconnection flexible Lines to Machine (LIM) - tube | Twisted SS ext. |  | ANTISTATIC | 1/2" |  | 0 | m | 0 | 0 | 0 | 0 | 0
568 | GENERAL | GENERAL | Interconnection flexible Lines to Machine (LIM) - tube | Twisted SS ext. |  | ANTISTATIC | 3/4" |  | 0 | m | 0 | 0 | 0 | 0 | 0
569 | GENERAL | GENERAL | Interconnection flexible Lines to Machine (LIM) - tube | Twisted SS ext. |  | ANTISTATIC | 1'' |  | 0 | m | 0 | 0 | 0 | 0 | 0
570 | GENERAL | GENERAL | Interconnection flexible Lines to Machine (LIM) - tube (For etch Tool) | PFA |  | ANTISTATIC | 1/2" |  | 0 | m | 0 | 0 | 0 | 0 | 0
571 | GENERAL | GENERAL | Interconnection flexible Lines to Machine (LIM) - tube (For etch Tool) | PFA |  | ANTISTATIC | 3/4" |  | 0 | m | 0 | 0 | 0 | 0 | 0
572 | GENERAL | GENERAL | Interconnection flexible Lines to Machine (LIM) - tube (For etch Tool) | PFA |  | ANTISTATIC | 1'' |  | 0 | m | 0 | 0 | 0 | 0 | 0
573 | GENERAL | GENERAL | Interconnection flexible Lines to Machine (LIM) - tube | PFA |  | NON ANTISTATIC | 1/2" |  | 0 | m | 0 | 0 | 0 | 0 | 0
574 | GENERAL | GENERAL | Interconnection flexible Lines to Machine (LIM) - tube | PFA |  | NON ANTISTATIC | 3/4" |  | 0 | m | 0 | 0 | 0 | 0 | 0
575 | GENERAL | GENERAL | Interconnection flexible Lines to Machine (LIM) - tube | PFA |  | NON ANTISTATIC | 1'' |  | 0 | m | 0 | 0 | 0 | 0 | 0
576 | GENERAL | GENERAL | LIM - Valves | AISI |  | PN16 | 1/2" |  | 0 | unit | 0 | 0 | 0 | 0 | 0
577 | GENERAL | GENERAL | LIM - Valves | AISI |  | PN16 | 3/4" |  | 0 | unit | 0 | 0 | 0 | 0 | 0
578 | GENERAL | GENERAL | LIM - Valves | AISI |  | PN16 | 1'' |  | 0 | unit | 0 | 0 | 0 | 0 | 0
579 | GENERAL | GENERAL | LIM - Quick Connector | AISI |  | PN16 | 1/2" |  | 0 | unit | 0 | 0 | 0 | 0 | 0
580 | GENERAL | GENERAL | LIM - Quick Connector | AISI |  | PN16 | 3/4" |  | 0 | unit | 0 | 0 | 0 | 0 | 0
581 | GENERAL | GENERAL | LIM - Quick Connector | AISI |  | PN16 | 1'' |  | 0 | unit | 0 | 0 | 0 | 0 | 0
582 | GENERAL | GENERAL | Cables/tubes laying support |  |  | manpower |  |  | 0 | hours | 0 | 0 | 0 | 0 | 0
583 | GENERAL | GENERAL | Rilsan tube | PFA |  |  | 1/4'' |  | 0 | m | 0 | 0 | 0 | 0 | 0
584 | GENERAL | GENERAL | Heat tracing for specialty gases | Cables + Cooibentation |  |  | 1/4" |  | 0 | m | 0 | 0 | 0 | 0 | 0
585 | GENERAL | GENERAL | Heat tracing for specialty gases | Cables + Cooibentation |  |  | 3/8" |  | 0 | m | 0 | 0 | 0 | 0 | 0
586 | GENERAL | GENERAL | Heat tracing for specialty gases | Cables + Cooibentation |  |  | 1/2" |  | 0 | m | 0 | 0 | 0 | 0 | 0
587 | GENERAL | GENERAL | Heat tracing for specialty gases | Cables + Cooibentation |  |  | 3/4" |  | 0 | m | 0 | 0 | 0 | 0 | 0
588 | GENERAL | GENERAL | Heat tracing for specialty gases | Cables + Cooibentation |  |  | 1'' |  | 0 | m | 0 | 0 | 0 | 0 | 0
589 | GENERAL | GENERAL | Control box for Specialty gases Heat tracing | [5 empty] | 0 | unit | 0 | 0 | 0 | 0 | 0
590 | GENERAL | GENERAL | Gas detection,VMB,GAS Stick, PNEUMATIC VALVES interconnections | PFA |  |  |  |  | 0 | m | 0 | 0 | 0 | 0 | 0
591 | GENERAL | GENERAL | Drip Panel | Takiron/PPH |  |  |  |  | 0 | unit | 0 | 0 | 0 | 0 | 0
592 | GENERAL | GENERAL | Magnehelic | [5 empty] | 0 | unit | 0 | 0 | 0 | 0 | 0
593 | GENERAL | GENERAL | Termometer | [5 empty] | 0 | unit | 0 | 0 | 0 | 0 | 0
594 | GENERAL | GENERAL | Exhaust flexible pipe |  | ABC Flex / Masterflex |  | DN50 TO75 |  | 0 | m | 0 | 0 | 0 | 0 | 0
595 | GENERAL | GENERAL | Exhaust flexible pipe |  | ABC Flex / Masterflex |  | DN100 TO150 |  | 0 | m | 0 | 0 | 0 | 0 | 0
596 | GENERAL | GENERAL | Sump Pump + tank | PVDF |  | Pneumatic pump |  |  | 0 | unit | 0 | 0 | 0 | 0 | 0
597 | GENERAL | GENERAL | Sump Pump + tank | PPH |  | Pneumatic pump |  |  | 0 | unit | 0 | 0 | 0 | 0 | 0
598 | GENERAL | GENERAL | Drip panel for sub equipment | AISI 304 |  |  |  |  | 0 | unit | 0 | 0 | 0 | 0 | 0
599 | GENERAL | GENERAL | Other structures (mezzanino…) | [5 empty] | 0 | unit | 0 | 0 | 0 | 0 | 0
600 | GENERAL | GENERAL | Labels (all facilites, tool, subequipment, electrical) | [5 empty] | 0 | unit/m | 0 | 0 | 0 | 0 | 0
601 | GENERAL | GENERAL | Documentation (DM37 or local law requirements)) | [5 empty] | 0 | unit | 0 | 0 | 0 | 0 | 0
602 | GENERAL | GENERAL | Indirect costs (Project Management, other.) | [5 empty] | 0 | unit | 0 | 0 | 0 | 0 | 0
603 | GENERAL | GENERAL | Other | [5 empty] | 0 |  | 0 | 0 | 0 | 0 | 0
604 | GENERAL | GENERAL | Other | [5 empty] | 0 |  | 0 | 0 | 0 | 0 | 0
[12 empty] | TOTAL Mechanical and fluids |  |  | 1011.13
Technical specification details on HOOK-UP STANDARD BOOK or Fab Documentsd
|  | Important information | The cable lengths and calculation results in the PID and the calculation note are estimates to be confirmed by the installer on site.
N° |  | CODE | FACILITIES | MATERIALS | BRAND | CHARACTERISTICS | OTHER | Quantity ST | Quantity Supplier | unit | Unit Price materials (€) | Unit Price manpower (€) |  |  | Total | REV
| POWER | CABLES | CABLES
1 | POWER | CABLES | Power Cable | FG16M16 (CPR Compliant) |  | FG16OM16 1X240mm2 |  |  | 0 | m | 0 | 0 | 0 | 0 | 0
2 | POWER | CABLES | Power Cable | FG16M16 (CPR Compliant) |  | FG16OM16 1X185mm2 |  |  | 0 | m | 0 | 0 | 0 | 0 | 0
3 | POWER | CABLES | Power Cable | FG16M16 (CPR Compliant) |  | FG16OM16 1X150mm2 |  |  | 0 | m | 0 | 0 | 0 | 0 | 0
4 | POWER | CABLES | Power Cable | FG16M16 (CPR Compliant) |  | FG16OM16 1X120mm2 |  |  | 0 | m | 0 | 0 | 0 | 0 | 0
5 | POWER | CABLES | Power Cable | FG16M16 (CPR Compliant) |  | FG16OM16 1X95mm2 |  |  | 0 | m | 0 | 0 | 0 | 0 | 0
6 | POWER | CABLES | Power Cable | FG16M16 (CPR Compliant) |  | FG16OM16 1X70mm2 |  |  | 0 | m | 0 | 0 | 0 | 0 | 0
7 | POWER | CABLES | Power Cable | FG16M16 (CPR Compliant) |  | FG16OM16 1X50mm2 |  |  | 0 | m | 0 | 0 | 0 | 0 | 0
8 | POWER | CABLES | Power Cable | FG16M16 (CPR Compliant) |  | FG16OM16 1X35mm2 |  |  | 0 | m | 0 | 0 | 0 | 0 | 0
9 | POWER | CABLES | Power Cable | FG16M16 (CPR Compliant) |  | FG16OM16 1X25mm2 |  |  | 0 | m | 0 | 0 | 0 | 0 | 0
10 | POWER | CABLES | Power Cable | FG16M16 (CPR Compliant) |  | FG16OM16 1X16mm2 |  |  | 0 | m | 0 | 0 | 0 | 0 | 0
11 | POWER | CABLES | Power Cable | FG16M16 (CPR Compliant) |  | FG16OM16 1X10mm2 |  |  | 0 | m | 0 | 0 | 0 | 0 | 0
12 | POWER | CABLES | Power Cable | FG16M16 (CPR Compliant) |  | FG16OM16 1X6mm2 |  |  | 0 | m | 0 | 0 | 0 | 0 | 0
13 | POWER | CABLES | Power Cable | FG16M16 (CPR Compliant) |  | FG16OM16 1X4mm2 |  |  | 0 | m | 0 | 0 | 0 | 0 | 0
14 | POWER | CABLES | Power Cable | FG16M16 (CPR Compliant) |  | FG16OM16 1X2,5mm2 |  |  | 0 | m | 0 | 0 | 0 | 0 | 0
15 | POWER | CABLES | Power Cable | FG16M16 (CPR Compliant) |  | FG16OM16 1X1,5mm2 |  |  | 0 | m | 0 | 0 | 0 | 0 | 0
16 | POWER | CABLES | Power Cable | FG16M16 (CPR Compliant) |  | FG16OM16 2X1,5 |  |  | 0 | m | 0 | 0 | 0 | 0 | 0
17 | POWER | CABLES | Power Cable | FG16M16 (CPR Compliant) |  | FG16OM16 2X2,5 |  |  | 0 | m | 0 | 0 | 0 | 0 | 0
18 | POWER | CABLES | Power Cable | FG16M16 (CPR Compliant) |  | FG16OM16 2X4 |  |  | 0 | m | 0 | 0 | 0 | 0 | 0
19 | POWER | CABLES | Power Cable | FG16M16 (CPR Compliant) |  | FG16OM16 2X6 |  |  | 0 | m | 0 | 0 | 0 | 0 | 0
20 | POWER | CABLES | Power Cable | FG16M16 (CPR Compliant) |  | FG16OM16 2X10 |  |  | 0 | m | 0 | 0 | 0 | 0 | 0
21 | POWER | CABLES | Power Cable | FG16M16 (CPR Compliant) |  | FG16OM16 2X16 |  |  | 0 | m | 0 | 0 | 0 | 0 | 0
22 | POWER | CABLES | Power Cable | FG16M16 (CPR Compliant) |  | FG16OM16 2X25 |  |  | 0 | m | 0 | 0 | 0 | 0 | 0
23 | POWER | CABLES | Power Cable | FG16M16 (CPR Compliant) |  | FG16OM16 2X35 |  |  | 0 | m | 0 | 0 | 0 | 0 | 0
24 | POWER | CABLES | Power Cable | FG16M16 (CPR Compliant) |  | FG16OM16 2X50 |  |  | 0 | m | 0 | 0 | 0 | 0 | 0
25 | POWER | CABLES | Power Cable | FG16M16 (CPR Compliant) |  | FG16OM16 2X70 |  |  | 0 | m | 0 | 0 | 0 | 0 | 0
26 | POWER | CABLES | Power Cable | FG16M16 (CPR Compliant) |  | FG16OM16 2X120 |  |  | 0 | m | 0 | 0 | 0 | 0 | 0
27 | POWER | CABLES | Power Cable | FG16M16 (CPR Compliant) |  | FG16OM16 3G1,5mm2 |  |  | 0 | m | 0 | 0 | 0 | 0 | 0
28 | POWER | CABLES | Power Cable | FG16M16 (CPR Compliant) |  | FG16OM16 3G2,5mm2 |  |  | 0 | m | 0 | 0 | 0 | 0 | 0
29 | POWER | CABLES | Power Cable | FG16M16 (CPR Compliant) |  | FG16OM16 3G4mm2 |  |  | 0 | m | 0 | 0 | 0 | 0 | 0
30 | POWER | CABLES | Power Cable | FG16M16 (CPR Compliant) |  | FG16OM16 3G6mm2 |  |  | 0 | m | 0 | 0 | 0 | 0 | 0
31 | POWER | CABLES | Power Cable | FG16M16 (CPR Compliant) |  | FG16OM16 3g10mm2 |  |  | 0 | m | 0 | 0 | 0 | 0 | 0
32 | POWER | CABLES | Power Cable | FG16M16 (CPR Compliant) |  | FG16OM16 3g16mm2 |  |  | 0 | m | 0 | 0 | 0 | 0 | 0
33 | POWER | CABLES | Power Cable | FG16M16 (CPR Compliant) |  | FG16OM16 3g25mm2 |  |  | 0 | m | 0 | 0 | 0 | 0 | 0
34 | POWER | CABLES | Power Cable | FG16M16 (CPR Compliant) |  | FG16OM16 3G35m2 |  |  | 0 | m | 0 | 0 | 0 | 0 | 0
35 | POWER | CABLES | Power Cable | FG16M16 (CPR Compliant) |  | FG16OM16 3g50mm2 |  |  | 0 | m | 0 | 0 | 0 | 0 | 0
36 | POWER | CABLES | Power Cable | FG16M16 (CPR Compliant) |  | FG16OM16 3g70mm2 |  |  | 0 | m | 0 | 0 | 0 | 0 | 0
37 | POWER | CABLES | Power Cable | FG16M16 (CPR Compliant) |  | FG16OM16 3g120mm2 |  |  | 0 | m | 0 | 0 | 0 | 0 | 0
38 | POWER | CABLES | Power Cable | FG16M16 (CPR Compliant) |  | FG16OM16 4G1,5mm2 |  |  | 0 | m | 0 | 0 | 0 | 0 | 0
39 | POWER | CABLES | Power Cable | FG16M16 (CPR Compliant) |  | FG16OM16 4G2,5mm2 |  |  | 0 | m | 0 | 0 | 0 | 0 | 0
40 | POWER | CABLES | Power Cable | FG16M16 (CPR Compliant) |  | FG16OM16 4G4mm2 |  |  | 0 | m | 0 | 0 | 0 | 0 | 0
41 | POWER | CABLES | Power Cable | FG16M16 (CPR Compliant) |  | FG16OM16 4G6mm2 |  |  | 0 | m | 0 | 0 | 0 | 0 | 0
42 | POWER | CABLES | Power Cable | FG16M16 (CPR Compliant) |  | FG16OM16 4G10mm2 |  |  | 0 | m | 0 | 0 | 0 | 0 | 0
43 | POWER | CABLES | Power Cable | FG16M16 (CPR Compliant) |  | FG16OM16 4G16mm2 |  |  | 0 | m | 0 | 0 | 0 | 0 | 0
44 | POWER | CABLES | Power Cable | FG16M16 (CPR Compliant) |  | FG16OM16 4G25mm2 |  |  | 0 | m | 0 | 0 | 0 | 0 | 0
45 | POWER | CABLES | Power Cable | FG16M16 (CPR Compliant) |  | FG16OM16 4G35mm2 |  |  | 0 | m | 0 | 0 | 0 | 0 | 0
46 | POWER | CABLES | Power Cable | FG16M16 (CPR Compliant) |  | FG16OM16 4G70mm2 |  |  | 0 | m | 0 | 0 | 0 | 0 | 0
47 | POWER | CABLES | Power Cable | FG16M16 (CPR Compliant) |  | FG16OM16 4G120mm2 |  |  | 0 | m | 0 | 0 | 0 | 0 | 0
48 | POWER | CABLES | Power Cable | FG16M16 (CPR Compliant) |  | FG16OM16 4G25mm2 |  |  | 0 | m | 0 | 0 | 0 | 0 | 0
49 | POWER | CABLES | Power Cable | FG16M16 (CPR Compliant) |  | FG16OM16 5G1,5mm2 |  |  | 0 | m | 0 | 0 | 0 | 0 | 0
50 | POWER | CABLES | Power Cable | FG16M16 (CPR Compliant) |  | FG16OM16 5G2,5mm2 |  |  | 0 | m | 0 | 0 | 0 | 0 | 0
51 | POWER | CABLES | Power Cable | FG16M16 (CPR Compliant) |  | FG16OM16 5G4mm2 |  |  | 0 | m | 0 | 0 | 0 | 0 | 0
52 | POWER | CABLES | Power Cable | FG16M16 (CPR Compliant) |  | FG16OM16 5G6mm2 |  |  | 0 | m | 0 | 0 | 0 | 0 | 0
53 | POWER | CABLES | Power Cable | FG16M16 (CPR Compliant) |  | FG16OM16 5G10mm2 |  |  | 0 | m | 0 | 0 | 0 | 0 | 0
54 | POWER | CABLES | Power Cable | FG16M16 (CPR Compliant) |  | FG16OM16 5G16mm2 |  |  | 0 | m | 0 | 0 | 0 | 0 | 0
55 | POWER | CABLES | Power Cable | FG16M16 (CPR Compliant) |  | FG16OM16 5G25mm2 |  |  | 0 | m | 0 | 0 | 0 | 0 | 0
56 | POWER | CABLES | Power Cable | FG16M16 (CPR Compliant) |  | FG16OM16 5G35mm2 |  |  | 0 | m | 0 | 0 | 0 | 0 | 0
57 | POWER | CABLES | Power Cable | FG16M16 (CPR Compliant) |  | FG16OM16 5G70mm2 |  |  | 0 | m | 0 | 0 | 0 | 0 | 0
58 | POWER | CABLES | Power Cable | FG16M16 (CPR Compliant) |  | FG16OM16 5G120mm2 |  |  | 0 | m | 0 | 0 | 0 | 0 | 0
59 | POWER | CABLES | Ground Cable | FG17GVB (CPR Compliant) |  | FG17-GVB 1X240mm2 |  |  | 0 | m | 0 | 0 | 0 | 0 | 0
60 | POWER | CABLES | Ground Cable | FG17GVB (CPR Compliant) |  | FG17-GVB 1X185mm2 |  |  | 0 | m | 0 | 0 | 0 | 0 | 0
61 | POWER | CABLES | Ground Cable | FG17GVB (CPR Compliant) |  | FG17-GVB 1X150mm2 |  |  | 0 | m | 0 | 0 | 0 | 0 | 0
62 | POWER | CABLES | Ground Cable | FG17GVB (CPR Compliant) |  | FG17-GVB 1X120mm2 |  |  | 0 | m | 0 | 0 | 0 | 0 | 0
63 | POWER | CABLES | Ground Cable | FG17GVB (CPR Compliant) |  | FG17-GVB 1X95mm2 |  |  | 0 | m | 0 | 0 | 0 | 0 | 0
64 | POWER | CABLES | Ground Cable | FG17GVB (CPR Compliant) |  | FG17-GVB 1X70mm2 |  |  | 0 | m | 0 | 0 | 0 | 0 | 0
65 | POWER | CABLES | Ground Cable | FG17GVB (CPR Compliant) |  | FG17-GVB 1X50mm2 |  |  | 0 | m | 0 | 0 | 0 | 0 | 0
66 | POWER | CABLES | Ground Cable | FG17GVB (CPR Compliant) |  | FG17-GVB 1X35mm2 |  |  | 0 | m | 0 | 0 | 0 | 0 | 0
67 | POWER | CABLES | Ground Cable | FG17GVB (CPR Compliant) |  | FG17-GVB 1X25mm2 |  |  | 0 | m | 0 | 0 | 0 | 0 | 0
68 | POWER | CABLES | Shielderd Cable | FROR16 |  | FROR 2X1mm2 sch |  |  | 0 | m | 0 | 0 | 0 | 0 | 0
69 | POWER | CABLES | Shielderd Cable (other) | [5 empty] | 0 | m | 0 | 0 | 0 | 0 | 0
70 | POWER | CABLES | Signal cable Type RJ45 | [5 empty] | 0 | m | 0 | 0 | 0 | 0 | 0
71 | POWER | TRANSFORMER | Transformer |  |  | <25KVA |  |  | 0 | unit | 0 | 0 | 0 | 0 | 0
72 | POWER | TRANSFORMER | Transformer |  |  | 25KVA to 35 KVA |  |  | 0 | unit | 0 | 0 | 0 | 0 | 0
73 | POWER | TRANSFORMER | Transformer |  |  | 35KVa to 60 KVA |  |  | 0 | unit | 0 | 0 | 0 | 0 | 0
74 | POWER | TRANSFORMER | Transformer |  |  | 75 KVA to 90 KVA |  |  | 0 | unit | 0 | 0 | 0 | 0 | 0
75 | POWER | TRANSFORMER | Transformer |  |  | 100KVa to 120 KVA |  |  | 0 | unit | 0 | 0 | 0 | 0 | 0
76 | POWER | TRANSFORMER | Transformer |  |  | 150 Kva 170 KVA |  |  | 0 | unit | 0 | 0 | 0 | 0 | 0
77 | POWER | TRANSFORMER | Transformer |  |  | >170 KVA |  |  | 0 | unit | 0 | 0 | 0 | 0 | 0
78 | POWER | TRANSFORMER | Thermal control unit + Probes |  |  | Transformer >150KVA |  |  | 0 | unit | 0 | 0 | 0 | 0 | 0
79 | POWER | TRANSFORMER | Other | [5 empty] | 0 |  | 0 | 0 | 0 | 0 | 0
80 | POWER | TRANSFORMER | Other | [5 empty] | 0 |  | 0 | 0 | 0 | 0 | 0
| POWER | SOCKET | SOCKET
81 | POWER | SOCKET | Interlocked socket + Plug | IP44 |  | 2P+T 16A |  |  | 0 | unit | 0 | 0 | 0 | 0 | 0
82 | POWER | SOCKET | Interlocked socket + Plug | IP44 |  | 2P+T 32A |  |  | 0 | unit | 0 | 0 | 0 | 0 | 0
85 | POWER | SOCKET | Interlocked socket + Plug | IP44 |  | 3P+T 16A |  |  | 0 | unit | 0 | 0 | 0 | 0 | 0
85 | POWER | SOCKET | Interlocked socket + Plug | IP44 |  | 3P+T 32A |  |  | 0 | unit | 0 | 0 | 0 | 0 | 0
85 | POWER | SOCKET | Interlocked socket + Plug | IP44 |  | 3P+N+T 16A |  |  | 0 | unit | 0 | 0 | 0 | 0 | 0
85 | POWER | SOCKET | Interlocked socket + Plug | IP44 |  | 3P+N+T 32A |  |  | 0 | unit | 0 | 0 | 0 | 0 | 0
85 | POWER | SOCKET | Interlocked socket + Plug | IP44 |  | other |  |  | 0 | unit | 0 | 0 | 0 | 0 | 0
85 | POWER | SOCKET | Service plug | Universal plug |  | 2P+T 10/16 A + SHUKO |  |  | 0 | unit | 0 | 0 | 0 | 0 | 0
85 | POWER | SOCKET | Service plug | Universal plug |  | 2P+T 32A |  |  | 0 | unit | 0 | 0 | 0 | 0 | 0
85 | POWER | SOCKET | EMERGENCY STOP | Schneider |  |  | XB4BS9445 + ZBZ1604 |  | 0 | unit | 0 | 0 | 0 | 0 | 0
85 | POWER | SOCKET | LED indicator light white | Schneider | Ø22 - white - 230V |  | XB4-BVM1 |  | 0 | unit | 0 | 0 | 0 | 0 | 0
85 | POWER | SOCKET | LED indicator light red | Schneider | Ø22 - red - 230V |  | XB4-BVM4 |  | 0 | unit | 0 | 0 | 0 | 0 | 0
85 | POWER | SOCKET | Socket IP44 | LEGRAND | 2P+T 16A |  |  |  | 0 | unit | 0 | 0 | 0 | 0 | 0
85 | POWER | SOCKET | other SOCKET PANEL | LEGRAND | 2 PRISES 2P+ T |  |  |  | 0 | unit | 0 | 0 | 0 | 0 | 0
85 | POWER | SOCKET | Other | [5 empty] | 0 |  | 0 | 0 | 0 | 0 | 0
86 | POWER | SOCKET | Other | [5 empty] | 0 |  | 0 | 0 | 0 | 0 | 0
| POWER | BREAKERS | BREAKERS
87 | POWER | BREAKERS | Differential Magnetothermic BREAKER |  |  | Various size |  |  | 0 | unit | 0 | 0 | 0 | 0 | 0
88 | POWER | BREAKERS | Magnetothermic BREAKER | curva C/D |  | <2X16A |  |  | 0 | unit | 0 | 0 | 0 | 0 | 0
89 | POWER | BREAKERS | Magnetothermic BREAKER | curva C/D |  | 2X16A to 2X32A |  |  | 0 | unit | 0 | 0 | 0 | 0 | 0
90 | POWER | BREAKERS | Magnetothermic BREAKER | curva C/D |  | >2X32A |  |  | 0 | unit | 0 | 0 | 0 | 0 | 0
91 | POWER | BREAKERS | Magnetothermic BREAKER | curva C/D |  | <3X16A |  |  | 0 | unit | 0 | 0 | 0 | 0 | 0
92 | POWER | BREAKERS | Magnetothermic BREAKER | curva C/D |  | 3X16A to 3X25A |  |  | 0 | unit | 0 | 0 | 0 | 0 | 0
93 | POWER | BREAKERS | Magnetothermic BREAKER | curva C/D |  | 3X32A to 3X50A |  |  | 0 | unit | 0 | 0 | 0 | 0 | 0
94 | POWER | BREAKERS | Magnetothermic BREAKER | curva C/D |  | 3X80A to 3X125A |  |  | 0 | unit | 0 | 0 | 0 | 0 | 0
95 | POWER | BREAKERS | Magnetothermic BREAKER | curva C/D |  | 4X16A to 4X32A |  |  | 0 | unit | 0 | 0 | 0 | 0 | 0
96 | POWER | BREAKERS | Magnetothermic BREAKER | curva C/D |  | 4X50A to 4X63A |  |  | 0 | unit | 0 | 0 | 0 | 0 | 0
97 | POWER | BREAKERS | Magnetothermic BREAKER | curva C/D |  | 4X80A to 4X125A |  |  | 0 | unit | 0 | 0 | 0 | 0 | 0
98 | POWER | BREAKERS | MOLDED CASE CIRCUIT BREAKER | curva C/D |  | 3X100 to 3x250 (25kA-50kA) |  |  | 0 | unit | 0 | 0 | 0 | 0 | 0
99 | POWER | BREAKERS | MOLDED CASE CIRCUIT BREAKER | curva C/D |  | 3X100 to 3x250 (70kA-100kA) |  |  | 0 | unit | 0 | 0 | 0 | 0 | 0
100 | POWER | BREAKERS | MOLDED CASE CIRCUIT BREAKER | curva C/D |  | 3X400 to 3x630 (25kA-50kA) |  |  | 0 | unit | 0 | 0 | 0 | 0 | 0
101 | POWER | BREAKERS | MOLDED CASE CIRCUIT BREAKER | curva C/D |  | 3X400 to 3x630 (70kA-100kA) |  |  | 0 | unit | 0 | 0 | 0 | 0 | 0
102 | POWER | BREAKERS | MOLDED CASE CIRCUIT BREAKER | curva C/D |  | 4X100 to 4x250 (25kA-50kA) |  |  | 0 | unit | 0 | 0 | 0 | 0 | 0
103 | POWER | BREAKERS | MOLDED CASE CIRCUIT BREAKER | curva C/D |  | 4X100 to 4x250 (70kA-100kA) |  |  | 0 | unit | 0 | 0 | 0 | 0 | 0
104 | POWER | BREAKERS | MOLDED CASE CIRCUIT BREAKER | curva C/D |  | 4X400 to 4x630 (25kA-50kA) |  |  | 0 | unit | 0 | 0 | 0 | 0 | 0
105 | POWER | BREAKERS | MOLDED CASE CIRCUIT BREAKER | curva C/D |  | 4X400 to 4x630 (70kA-100kA) |  |  | 0 | unit | 0 | 0 | 0 | 0 | 0
106 | POWER | BREAKERS | Thermal Magnetic trip unit | curva C/D |  | from 63 to 125A |  |  | 0 | unit | 0 | 0 | 0 | 0 | 0
107 | POWER | BREAKERS | Thermal Magnetic trip unit | curva C/D |  | from 160 to 250A |  |  | 0 | unit | 0 | 0 | 0 | 0 | 0
108 | POWER | BREAKERS | VIGI module | [5 empty] | 0 | unit | 0 | 0 | 0 | 0 | 0
109 | POWER | BREAKERS | MICROLOGIC trip unit | [5 empty] | 0 | unit | 0 | 0 | 0 | 0 | 0
110 | POWER | BREAKERS | Accessories (auxiliary contacts) | [5 empty] | 0 | unit | 0 | 0 | 0 | 0 | 0
111 | POWER | BREAKERS | Modular Switchboard | IP54/IP55/IP56/IP65 KAEDRA |  | 4 modules |  |  | 0 | unit | 0 | 0 | 0 | 0 | 0
112 | POWER | BREAKERS | Modular Switchboard | IP54/IP55/IP56/IP65 KAEDRA |  | 8 modules |  |  | 0 | unit | 0 | 0 | 0 | 0 | 0
113 | POWER | BREAKERS | Modular Switchboard | IP54/IP55/IP56/IP65 KAEDRA |  | 12 modules |  |  | 0 | unit | 0 | 0 | 0 | 0 | 0
114 | POWER | BREAKERS | Modular Switchboard | IP54/IP55/IP56/IP65 KAEDRA |  | 24 modules |  |  | 0 | unit | 0 | 0 | 0 | 0 | 0
115 | POWER | BREAKERS | Modular Switchboard | IP54/IP55/IP56/IP65 KAEDRA |  | 36 modules |  |  | 0 | unit | 0 | 0 | 0 | 0 | 0
116 | POWER | BREAKERS | Electrical Box | IP54/IP55/IP56/IP65 |  | Various size |  |  | 0 | unit | 0 | 0 | 0 | 0 | 0
117 | POWER | BREAKERS | Electrical Cabinet (BOX) | IP54/IP55/IP56/IP65 |  | 1200x250x2000 or similar |  |  | 0 | unit | 0 | 0 | 0 | 0 | 0
118 | POWER | BREAKERS | Electrical box complete as for Electrical Project | See components |  | as for EE Project |  |  | 0 | unit | 0 | 0 | 0 | 0 | 0
119 | POWER | BUSSBAR/JUNCTION BOX | Electrical Busbarr cassette/Junction box |  |  | 3T+N 25A |  |  | 0 | unit | 0 | 0 | 0 | 0 | 0
120 | POWER | BUSSBAR/JUNCTION BOX | Electrical Busbarr cassette/Junction box |  |  | 3T+N 32A |  |  | 0 | unit | 0 | 0 | 0 | 0 | 0
121 | POWER | BUSSBAR/JUNCTION BOX | Electrical Busbarr cassette/Junction box |  |  | 3T+N 40A |  |  | 0 | unit | 0 | 0 | 0 | 0 | 0
122 | POWER | BUSSBAR/JUNCTION BOX | Electrical Busbarr cassette/Junction box |  |  | 3T+N 63A |  |  | 0 | unit | 0 | 0 | 0 | 0 | 0
123 | POWER | BUSSBAR/JUNCTION BOX | Electrical Busbarr cassette/Junction box |  |  | 3T+N 125A |  |  | 0 | unit | 0 | 0 | 0 | 0 | 0
124 | POWER | BUSSBAR/JUNCTION BOX | Electrical Busbarr cassette/Junction box |  |  | 3T+N 250A |  |  | 0 | unit | 0 | 0 | 0 | 0 | 0
125 | POWER | BUSSBAR/JUNCTION BOX | Electrical Busbarr cassette/Junction box |  |  | 3T+N 400A |  |  | 0 | unit | 0 | 0 | 0 | 0 | 0
126 | POWER | BUSSBAR/JUNCTION BOX | Electrical Busbarr cassette/Junction box |  |  | 3T+N 630A |  |  | 0 | unit | 0 | 0 | 0 | 0 | 0
127 | POWER | BUSSBAR/JUNCTION BOX | Industrial Fuses |  |  | Various size |  |  | 0 | unit | 0 | 0 | 0 | 0 | 0
128 | POWER | BUSSBAR/JUNCTION BOX | FLEXIBLE INOX SHEAT | aisi 304 |  | D15 to D50 |  |  | 0 | m | 0 | 0 | 0 | 0 | 0
129 | POWER | BUSSBAR/JUNCTION BOX | TUBE SHEAT | aisi 304 |  | D20 to D40 |  |  | 0 | m | 0 | 0 | 0 | 0 | 0
130 | POWER | BUSSBAR/JUNCTION BOX | Other | [5 empty] | 0 |  | 0 | 0 | 0 | 0 | 0
131 | POWER | BUSSBAR/JUNCTION BOX | Other | [5 empty] | 0 |  | 0 | 0 | 0 | 0 | 0
| POWER | GENERAL | OTHER GENERAL
132 | POWER | GENERAL | Manpower (8-17) to support cable installation | [5 empty] | 0 | Hours | 0 | 0 | 0 | 0 | 0
133 | POWER | GENERAL | Test and certificatons | [5 empty] | 0 | unit | 0 | 0 | 0 | 0 | 0
134 | POWER | GENERAL | Electrical project | [5 empty] | 0 | unit | 0 | 0 | 0 | 0 | 0
135 | POWER | GENERAL | Documentation (DM37) | [5 empty] | 0 | unit | 0 | 0 | 0 | 0 | 0
136 | POWER | GENERAL | Structures (for electrical cabinets, sockets, boxes...) | unistrut/ Wurth |  | Hot deep Galvanized steel Epoxy painted |  |  | 0 | unit | 0 | 0 | 0 | 0 | 0
137 | POWER | GENERAL | Structures (for electrical cabinets, sockets, boxes...) | unistrut/ Wurth |  | Hot deep Galvanized steel |  |  | 0 | unit | 0 | 0 | 0 | 0 | 0
138 | POWER | GENERAL | Structures (for electrical cabinets, sockets, boxes...) | unistrut/ Wurth |  | Stainless Steel |  |  | 0 | unit | 0 | 0 | 0 | 0 | 0
[12 empty] | TOTAL Electric |  |  | 0
139 |  | SAFETY COSTS | [7 empty] | Euro |  | TOTAL Safety costs
[12 empty] | TOTAL |  |  | 1011.13

## xl_DCF_History (hidden)
CLINAME | DATETIME | DONEBY | IPADDRESS | APPVER | RANDOM | CHECKSUM
౞౷ౌ౵౪౼౼౲౯౲౮౭ | ఻స఺ిస఻హ఺ు఩఩఺హృహాొౖ఩ఱ౐ౖౝఴ఺ృహల | ౜ౝ౥ౌ౱౪౻౵ಂ఩౫౾౻౰౪౾౭ | ౌ౛ౘౌౠౕ఺హూాా | ిషహషహషహ | 9 | ాహ఼఺
ᑤᑥᐱᑣᑶᒄᒅᒃᑺᑴᒅᑶᑵ | ᑄᑀᑂᑀᑃᑁᑂᑉᐱᐱᑂᑄᑋᑂᑅᑡᑞᐱᐹᑘᑞᑥᐼᑂᑋᑁᐺ | ᑤᑥᑭᑣᑶᑾᒊᐱᑾᑶᒃᑽᒀᒋ | ᑔᑣᑠᑔᑨᑝᑊᑆᑉᑄ | ᑇᐿᑁᐿᑁᐿᑁ | 17 | ᑅᑈᑂᑃ
࡚ࡳࡈࡱࡦࡸࡸ࡮࡫࡮ࡪࡩ | ࠻࠴࠷࠷࠴࠷࠵࠷࠶ࠥࠥ࠾࠿࠷࠼ࠥ࠭ࡌࡒ࡙࠰࠷࠿࠵࠮ | ࡠࡘ࡙ࠥࡗࡪࡸࡹࡷ࡮ࡨࡹࡪࡩࡢࠥࡃࠥࡆࡎࡕࠥ࡭ࡦࡳࡩࡴࡻࡪࡷ | ࡆࡌࡗࡈ࡜ࡑ࠾࠶࠷࠸ | ࠼࠳࠶࠳࠵࠳࠵ | 5 | ࠺࠽࠵࠶